## Figure 1
Figure 1 Wind / Solar PV | [6 empty] | Figure 1 Hydro
Latitude | Longitude | Country | Capacity Factor Solar | Capacity Factor Wind | Capacity Solar (MW) | Capacity Wind (MW) | project_name_real | project | load_zone | lat | lon | cap_mw | yoc | annual_cf | basin | stage
-54.75 | -64.25 | AR | 0.14 | 0.67 | 78.5 | 75 | Condor Cliff | P_Hydro_SArgentina_SAtlantic_Coast48 | Argentina | -50.2146 | -70.7771 | 1140 | 2021 | 0.18008 | SArgentina_SAtlantic_Coast | P
-52.25 | -68.75 | AR | 0.14 | 0.58 | 140.8 | 654 | La Barrancosa | P_Hydro_SArgentina_SAtlantic_Coast49 | Argentina | -50.1868 | -70.1784 | 600 | 2021 | 0.97678 | SArgentina_SAtlantic_Coast | P
-54.75 | -65.25 | AR | 0.13 | 0.58 | 88.3 | 90 | Aprov. Integ. Rio Negro - Cierre Allen | P_Hydro_Negro51 | Argentina | -39.0312 | -67.8552 | 170 | 2021 | 0.35037 | Negro | P
-51.75 | -69.25 | AR | 0.14 | 0.54 | 145.1 | 1053 | Aprov. Integ. Rio Negro - Cierre Mainque | P_Hydro_Negro52 | Argentina | -39.0984 | -67.3067 | 174.4 | 2021 | 0.35037 | Negro | P
-52.75 | -68.75 | CL | 0.13 | 0.54 | 52.5 | 840 | Aprov. Integ. Rio Negro - Cierre Plottier | P_Hydro_Negro53 | Argentina | -38.9813 | -68.2229 | 102 | 2021 | 0.35037 | Negro | P
-42.75 | -63.75 | AR | 0.21 | 0.53 | 75.5 | 351 | Aprov. Integ. Rio Negro - Cierre Roca | P_Hydro_Negro54 | Argentina | -39.1104 | -67.6299 | 168 | 2021 | 0.35037 | Negro | P
-51.75 | -69.75 | AR | 0.14 | 0.51 | 149.6 | 1170 | Aprov. Integ. Rio Negro - Cierre Senillosa | P_Hydro_Negro55 | Argentina | -39.0296 | -68.4296 | 101 | 2021 | 0.35037 | Negro | P
-54.75 | -65.75 | AR | 0.13 | 0.51 | 95.3 | 273 | Aprov. Integ. Rio Negro - Cierre Villa Regina | P_Hydro_Negro56 | Argentina | -39.1642 | -67.115 | 172 | 2021 | 0.35037 | Negro | P
-42.75 | -64.25 | AR | 0.2 | 0.5 | 78.5 | 312 | Cacheuta Nueva | P_Hydro_SAmerica_Colorado59 | Argentina | -33.0167 | -69.1146 | 184.6 | 2021 | 0.074056 | SAmerica_Colorado | P
-52.25 | -69.75 | CL | 0.13 | 0.5 | 71.9 | 1113 | Cerro Meson | P_Hydro_La_Plata63 | Argentina | -34.4857 | -60.0021 | 114 | 2021 | 0.00049834 | La_Plata | P
-42.25 | -63.75 | AR | 0.21 | 0.49 | 75.6 | 150 | Chihuido Ii | P_Hydro_Negro64 | Argentina | -38.5896 | -69.3563 | 300 | 2021 | 0.13875 | Negro | P
-51.25 | -69.25 | AR | 0.15 | 0.49 | 145.1 | 987 | Collon Cura | P_Hydro_Negro65 | Argentina | -40.2903 | -70.6646 | 376 | 2021 | 0.18008 | Negro | P
-52.75 | -69.25 | CL | 0.13 | 0.48 | 57.1 | 924 | El Baqueano | P_Hydro_SAmerica_Colorado69 | Argentina | -34.5604 | -68.8834 | 202.6 | 2021 | 0.49738 | SAmerica_Colorado | P
-47.25 | -65.75 | AR | 0.19 | 0.46 | 95.5 | 369 | El Tambolar | P_Hydro_SAmerica_Colorado74 | Argentina | -31.2625 | -69.1292 | 70 | 2021 | 0.074056 | SAmerica_Colorado | P
-51.75 | -70.25 | AR | 0.14 | 0.46 | 156.5 | 1170 | Los Blancos I | P_Hydro_SAmerica_Colorado80 | Argentina | -33.8521 | -69.45 | 324 | 2021 | 0.074056 | SAmerica_Colorado | P
-51.25 | -69.75 | AR | 0.14 | 0.46 | 149.6 | 957 | Los Blancos Ii | P_Hydro_SAmerica_Colorado81 | Argentina | -33.7738 | -69.2697 | 158 | 2021 | 0.074056 | SAmerica_Colorado | P
-54.25 | -71.75 | CL | 0.1 | 0.46 | 13.2 | 300 | Michihuao | P_Hydro_Negro83 | Argentina | -39.8104 | -69.54 | 621 | 2021 | 0.038436 | Negro | P
-49.75 | -67.75 | AR | 0.16 | 0.45 | 129 | 621 | Parana Medio - Cierre Norte Los Vascos | P_Hydro_La_Plata85 | Argentina | -29.4458 | -59.5792 | 3065.3 | 2021 | 0.19771 | La_Plata | P
-55.25 | -67.25 | CL | 0.12 | 0.45 | 9.3 | 183 | Parana Medio - Cierre Norte Pati | P_Hydro_La_Plata86 | Argentina | -29.4896 | -59.5562 | 3120 | 2021 | 0.19771 | La_Plata | P
-5.25 | -35.75 | BR | 0.2 | 0.44 | 165.1 | 1506 | Parana Medio - Cierre Sur Chapeton | P_Hydro_La_Plata87 | Argentina | -31.6229 | -60.3604 | 3000 | 2021 | 0.11862 | La_Plata | P
-52.25 | -70.25 | CL | 0.13 | 0.44 | 65 | 1149 | Punta Negra | U_Hydro_SAmerica_Colorado89 | Argentina | -31.5063 | -68.9979 | 62.2 | 2021 | 0.074056 | SAmerica_Colorado | U
-50.75 | -69.25 | AR | 0.15 | 0.43 | 145.1 | 858 | Rio Carrenleufu - Cierre Frontera | P_Hydro_SChile_Pacific_Coast91 | Argentina | -43.5521 | -71.7167 | 80 | 2021 | 0.23108 | SChile_Pacific_Coast | P
-54.75 | -66.25 | AR | 0.13 | 0.42 | 102.9 | 342 | Rio Carrenleufu - Cierre La Elena | P_Hydro_SChile_Pacific_Coast94 | Argentina | -43.7062 | -71.2979 | 100 | 2021 | 0.97678 | SChile_Pacific_Coast | P
-43.25 | -65.25 | AR | 0.2 | 0.41 | 88.5 | 528 | Rio Carrenleufu - Cierre Puesto Bustos | P_Hydro_SChile_Pacific_Coast95 | Argentina | -43.5271 | -71.6676 | 115 | 2021 | 0.23108 | SChile_Pacific_Coast | P
-42.25 | -64.75 | AR | 0.2 | 0.41 | 82.2 | 381 | Rio Frey | P_Hydro_SChile_Pacific_Coast97 | Argentina | -42.9026 | -71.7266 | 60 | 2021 | 0.23108 | SChile_Pacific_Coast | P
-50.25 | -68.75 | AR | 0.16 | 0.41 | 140.8 | 720 | Rio Grande- Cierre Bardas Blancas | P_Hydro_SAmerica_Colorado98 | Argentina | -35.8625 | -69.8208 | 120 | 2021 | 0.22961 | SAmerica_Colorado | P
-51.25 | -70.25 | AR | 0.14 | 0.41 | 156.9 | 804 | Rio Grande- Cierre La Estrechura | P_Hydro_SAmerica_Colorado99 | Argentina | -35.3229 | -70.2938 | 100 | 2021 | 0.49738 | SAmerica_Colorado | P
-44.75 | -65.75 | AR | 0.2 | 0.4 | 96 | 354 | Rio Hielo | P_Hydro_SChile_Pacific_Coast100 | Argentina | -43.5143 | -71.6107 | 100 | 2021 | 0.97678 | SChile_Pacific_Coast | P
-47.25 | -66.25 | AR | 0.18 | 0.4 | 103.5 | 603 | Rio La Leona | P_Hydro_SArgentina_SAtlantic_Coast101 | Argentina | -49.9992 | -72.095 | 240 | 2021 | 0.23108 | SArgentina_SAtlantic_Coast | P
-49.75 | -68.25 | AR | 0.16 | 0.4 | 135.6 | 1170 | Rio Piray Guazu | P_Hydro_La_Plata104 | Argentina | -26.4688 | -54.6688 | 69 | 2021 | 0.4509 | La_Plata | P
-55.25 | -69.75 | CL | 0.1 | 0.4 | 12.6 | 216 | Rio Senguerr - Cierre La Salina | P_Hydro_SArgentina_SAtlantic_Coast106 | Argentina | -45.6187 | -70.8167 | 200 | 2021 | 0.18008 | SArgentina_SAtlantic_Coast | P
-42.75 | -65.25 | AR | 0.2 | 0.39 | 88.7 | 402 | Rio Senguerr - Cierre Pastos Blancos | P_Hydro_SArgentina_SAtlantic_Coast108 | Argentina | -45.3687 | -70.8 | 51.6 | 2021 | 0.18008 | SArgentina_SAtlantic_Coast | P
-5.75 | -35.25 | BR | 0.2 | 0.39 | 108.1 | 996 | Segunda Angostura | P_Hydro_Negro112 | Argentina | -40.9479 | -71.0396 | 120 | 2021 | 0.18008 | Negro | P
-50.75 | -69.75 | AR | 0.15 | 0.39 | 149.8 | 561 | Sistema Potrero Del Clavillo | P_Hydro_Mar_Chiquita113 | Argentina | -27.3979 | -65.9667 | 52.7 | 2021 | 0.32623 | Mar_Chiquita | P
-47.75 | -66.25 | AR | 0.18 | 0.38 | 103.2 | 510 | Talhelum | P_Hydro_Negro114 | Argentina | -39.75 | -70.9333 | 240 | 2021 | 0.18008 | Negro | P
-55.25 | -67.75 | CL | 0.11 | 0.38 | 12.5 | 213 | Valle De Uco | P_Hydro_SAmerica_Colorado115 | Argentina | -33.7754 | -69.2712 | 158 | 2021 | 0.074056 | SAmerica_Colorado | P
-33.25 | -52.75 | BR | 0.18 | 0.37 | 68 | 414 | Zanja Del Tigre | P_Hydro_La_Plata116 | Argentina | -23.1708 | -64.1958 | 239.55 | 2021 | 0.11862 | La_Plata | P
-49.25 | -67.75 | AR | 0.16 | 0.37 | 129.2 | 783 | Kabiara | P_Hydro_Amazon911 | Brazil | -11.3425 | -58.1354 | 241.2 | 2021 | 0.32169 | Amazon | P
-51.75 | -70.75 | AR | 0.13 | 0.37 | 243.3 | 1173 | Pai Quere | P_Hydro_La_Plata960 | Brazil | -28.3271 | -50.6604 | 292 | 2021 | 0.84058 | La_Plata | P
-52.75 | -70.25 | CL | 0.12 | 0.37 | 31.1 | 540 | Passo Sao Joao | U_Hydro_La_Plata961 | Brazil | -28.1394 | -55.0478 | 77 | 2021 | 0.84058 | La_Plata | U
-44.25 | -65.75 | AR | 0.2 | 0.36 | 96.1 | 102 | Garibaldi | U_Hydro_La_Plata962 | Brazil | -27.6209 | -50.9874 | 177.9 | 2021 | 0.13225 | La_Plata | U
-40.75 | -62.75 | AR | 0.2 | 0.36 | 67.3 | 1155 | Sao Roque | P_Hydro_La_Plata963 | Brazil | -27.525 | -50.8583 | 214 | 2021 | 0.24452 | La_Plata | P
-3.25 | -39.25 | BR | 0.2 | 0.35 | 98.2 | 918 | Itapiranga | P_Hydro_La_Plata964 | Brazil | -27.1604 | -53.6836 | 724.6 | 2021 | 0.23286 | La_Plata | P
-5.25 | -36.25 | BR | 0.2 | 0.35 | 159.1 | 1428 | Irai | P_Hydro_La_Plata965 | Brazil | -27.1158 | -53.3508 | 80.8 | 2021 | 0.23286 | La_Plata | P
-36.25 | -56.75 | AR | 0.19 | 0.35 | 12.4 | 270 | Santo Antonio | P_Hydro_La_Plata968 | Brazil | -26.8687 | -52.8021 | 84.3 | 2021 | 0.239 | La_Plata | P
-48.75 | -67.25 | AR | 0.17 | 0.35 | 120.9 | 606 | Foz Do Xaxim | P_Hydro_La_Plata969 | Brazil | -26.862 | -52.7495 | 63.2 | 2021 | 0.239 | La_Plata | P
-48.25 | -66.75 | AR | 0.17 | 0.35 | 111 | 555 | Saudade | P_Hydro_La_Plata970 | Brazil | -26.6664 | -52.6002 | 61.4 | 2021 | 0.239 | La_Plata | P
-50.25 | -69.25 | AR | 0.16 | 0.35 | 145.7 | 1158 | Sao Joao | P_Hydro_La_Plata973 | Brazil | -26.1938 | -52.4688 | 60 | 2021 | 0.239 | La_Plata | P
-52.25 | -70.75 | CL | 0.13 | 0.35 | 64.5 | 1140 | Salto Grande | P_Hydro_La_Plata975 | Brazil | -25.9931 | -52.7403 | 53.33 | 2021 | 0.092279 | La_Plata | P
-53.25 | -68.75 | CL | 0.12 | 0.35 | 72.4 | 1101 | Volta Grande Baixa | P_Hydro_La_Plata976 | Brazil | -25.7497 | -52.9331 | 54.7 | 2021 | 0.30126 | La_Plata | P
-43.25 | -65.75 | AR | 0.2 | 0.34 | 96.4 | 477 | Paranaos | P_Hydro_La_Plata977 | Brazil | -25.6083 | -53.0542 | 62.5 | 2021 | 0.21224 | La_Plata | P
-43.75 | -65.75 | AR | 0.2 | 0.34 | 96.2 | 441 | Baixo Iguacu | P_Hydro_La_Plata979 | Brazil | -25.5063 | -53.6729 | 350.2 | 2021 | 0.31623 | La_Plata | P
-42.25 | -65.25 | AR | 0.2 | 0.34 | 88.9 | 366 | Tijuco Alto | P_Hydro_Uruguay_Brazil_SAtlantic_Coast981 | Brazil | -24.6483 | -49.0358 | 128.7 | 2021 | 0.121 | Uruguay_Brazil_SAtlantic_Coast | P
-4.25 | -38.25 | BR | 0.2 | 0.34 | 162.7 | 1593 | Comissario | P_Hydro_La_Plata982 | Brazil | -24.418 | -53.1521 | 105.3 | 2021 | 0.16433 | La_Plata | P
-38.75 | -59.75 | AR | 0.19 | 0.34 | 37.6 | 951 | Telemaco Borba | P_Hydro_La_Plata983 | Brazil | -24.3513 | -50.5904 | 118 | 2021 | 0.0026098 | La_Plata | P
-38.25 | -58.25 | AR | 0.19 | 0.34 | 21.2 | 1356 | Apertados | P_Hydro_La_Plata984 | Brazil | -24.21 | -53.3271 | 135.5 | 2021 | 0.19771 | La_Plata | P
-36.75 | -56.75 | AR | 0.19 | 0.34 | 12 | 897 | Ercilandia | P_Hydro_La_Plata985 | Brazil | -24.2063 | -53.671 | 96.6 | 2021 | 0.31623 | La_Plata | P
-34.75 | -54.75 | UY | 0.19 | 0.34 | 97.3 | 1113 | Foz Do Piquiri | P_Hydro_La_Plata986 | Brazil | -24.125 | -53.9896 | 101.2 | 2021 | 0.31623 | La_Plata | P
-49.75 | -68.75 | AR | 0.16 | 0.34 | 140.8 | 1104 | Maua | U_Hydro_La_Plata987 | Brazil | -24.0633 | -50.7075 | 361 | 2021 | 0.0026098 | La_Plata | U
-51.25 | -70.75 | AR | 0.14 | 0.34 | 244 | 954 | Sao Jeronimo | P_Hydro_La_Plata991 | Brazil | -23.7233 | -50.9142 | 340 | 2021 | 0.14789 | La_Plata | P
-47.25 | -66.75 | AR | 0.18 | 0.33 | 111.1 | 696 | Itaocara | P_Hydro_Uruguay_Brazil_SAtlantic_Coast993 | Brazil | -21.6901 | -42.1599 | 195 | 2021 | 0.15991 | Uruguay_Brazil_SAtlantic_Coast | P
-50.75 | -70.25 | AR | 0.15 | 0.33 | 157 | 108 | Barra Do Pomba | P_Hydro_Uruguay_Brazil_SAtlantic_Coast994 | Brazil | -21.6364 | -41.9989 | 80 | 2021 | 0.15991 | Uruguay_Brazil_SAtlantic_Coast | P
-44.75 | -66.25 | AR | 0.2 | 0.32 | 104 | 135 | Cambuci | P_Hydro_Uruguay_Brazil_SAtlantic_Coast995 | Brazil | -21.5771 | -41.9021 | 50 | 2021 | 0.15991 | Uruguay_Brazil_SAtlantic_Coast | P
-38.25 | -58.75 | AR | 0.19 | 0.32 | 26.7 | 1515 | Sao Miguel | P_Hydro_La_Plata997 | Brazil | -21.2188 | -44.7687 | 64.5 | 2021 | 0.099317 | La_Plata | P
-47.75 | -66.75 | AR | 0.18 | 0.32 | 111 | 429 | Viradouro | P_Hydro_La_Plata999 | Brazil | -20.7671 | -48.2454 | 63 | 2021 | 0.3057 | La_Plata | P
-44.25 | -66.25 | AR | 0.2 | 0.31 | 104.1 | 315 | Agua Clara | P_Hydro_La_Plata1000 | Brazil | -20.4229 | -52.9229 | 54 | 2021 | 0.18632 | La_Plata | P
-3.75 | -38.75 | BR | 0.2 | 0.31 | 140.3 | 1233 | Doresopolis | P_Hydro_Sao_Francisco1002 | Brazil | -20.2883 | -45.9562 | 60 | 2021 | 0.35095 | Sao_Francisco | P
-34.75 | -55.25 | UY | 0.19 | 0.31 | 91 | 1026 | Bau I | P_Hydro_Uruguay_Brazil_SAtlantic_Coast1003 | Brazil | -20.2569 | -42.8972 | 110 | 2021 | 0.099317 | Uruguay_Brazil_SAtlantic_Coast | P
-34.25 | -54.25 | UY | 0.18 | 0.31 | 134 | 1536 | Santa Rita | P_Hydro_La_Plata1005 | Brazil | -20.0797 | -52.1537 | 61 | 2021 | 0.28136 | La_Plata | P
-33.75 | -53.75 | UY | 0.18 | 0.31 | 132.2 | 1521 | Biboca | P_Hydro_Uruguay_Brazil_SAtlantic_Coast1006 | Brazil | -20.0111 | -42.7111 | 57 | 2021 | 0.15991 | Uruguay_Brazil_SAtlantic_Coast | P
-49.25 | -68.25 | AR | 0.16 | 0.31 | 135.7 | 1185 | Travessao | P_Hydro_Uruguay_Brazil_SAtlantic_Coast1010 | Brazil | -19.4896 | -41.13 | 55 | 2021 | 0.243 | Uruguay_Brazil_SAtlantic_Coast | P
-54.75 | -66.75 | AR | 0.12 | 0.31 | 110.9 | 339 | Escura | P_Hydro_Uruguay_Brazil_SAtlantic_Coast1012 | Brazil | -19.3292 | -42.3708 | 75 | 2021 | 0.243 | Uruguay_Brazil_SAtlantic_Coast | P
-55.25 | -68.75 | CL | 0.11 | 0.31 | 15.4 | 276 | Resplendor I | P_Hydro_Uruguay_Brazil_SAtlantic_Coast1013 | Brazil | -19.2771 | -41.2771 | 144 | 2021 | 0.64569 | Uruguay_Brazil_SAtlantic_Coast | P
-42.75 | -65.75 | AR | 0.2 | 0.3 | 96.6 | 498 | Crenaque | P_Hydro_Uruguay_Brazil_SAtlantic_Coast1014 | Brazil | -19.2189 | -41.3686 | 81 | 2021 | 0.64569 | Uruguay_Brazil_SAtlantic_Coast | P
-40.75 | -63.25 | AR | 0.2 | 0.3 | 71.6 | 606 | Pompeu | P_Hydro_Sao_Francisco1016 | Brazil | -19.1625 | -45.1083 | 209.1 | 2021 | 0.18144 | Sao_Francisco | P
-33.25 | -53.25 | BR | 0.18 | 0.3 | 86.9 | 1086 | Choro | P_Hydro_Sao_Francisco1018 | Brazil | -19.015 | -44.7354 | 57.4 | 2021 | 0.099317 | Sao_Francisco | P
-48.75 | -67.75 | AR | 0.17 | 0.3 | 129.2 | 1098 | Galileia | P_Hydro_Uruguay_Brazil_SAtlantic_Coast1019 | Brazil | -19.0063 | -41.5627 | 238 | 2021 | 0.64569 | Uruguay_Brazil_SAtlantic_Coast | P
-53.25 | -69.25 | CL | 0.12 | 0.3 | 60.5 | 1017 | Itaguacu | P_Hydro_La_Plata1020 | Brazil | -19.007 | -50.693 | 130 | 2021 | 0.069373 | La_Plata | P
-53.75 | -72.75 | CL | 0.1 | 0.3 | 19 | 315 | Itumirim | P_Hydro_La_Plata1023 | Brazil | -18.5079 | -52.0712 | 50 | 2021 | 0.18169 | La_Plata | P
-43.75 | -66.25 | AR | 0.2 | 0.29 | 104.2 | 612 | Pontal 520 | P_Hydro_La_Plata1025 | Brazil | -18.404 | -51.2229 | 99 | 2021 | 0.042073 | La_Plata | P
-40.25 | -62.75 | AR | 0.2 | 0.29 | 67.4 | 1191 | Davinopolis | P_Hydro_La_Plata1028 | Brazil | -18.2087 | -47.5171 | 107 | 2021 | 0.23648 | La_Plata | P
-38.75 | -60.25 | AR | 0.19 | 0.29 | 43.2 | 1185 | Bocaina | P_Hydro_La_Plata1029 | Brazil | -18.1599 | -47.4515 | 150 | 2021 | 0.23648 | La_Plata | P
-38.25 | -59.25 | AR | 0.19 | 0.29 | 33.3 | 1515 | Paraiso | P_Hydro_La_Plata1030 | Brazil | -18.1341 | -47.6909 | 58 | 2021 | 0.15388 | La_Plata | P
-37.75 | -57.75 | AR | 0.19 | 0.29 | 17.8 | 1449 | Formoso | P_Hydro_Sao_Francisco1034 | Brazil | -17.4694 | -44.9562 | 342 | 2021 | 0.12021 | Sao_Francisco | P
-37.25 | -57.25 | AR | 0.19 | 0.29 | 14.6 | 1437 | Batalha | U_Hydro_La_Plata1035 | Brazil | -17.3479 | -47.4833 | 52.5 | 2021 | 0.23648 | La_Plata | U
-34.75 | -55.75 | UY | 0.19 | 0.29 | 74 | 834 | Couto Magalhaes | P_Hydro_Tocantins1036 | Brazil | -17.1671 | -53.1421 | 150 | 2021 | 0.12021 | Tocantins | P
-48.25 | -67.25 | AR | 0.17 | 0.29 | 120.9 | 672 | Murta | P_Hydro_Uruguay_Brazil_SAtlantic_Coast1037 | Brazil | -16.6313 | -42.2833 | 120 | 2021 | 0.19557 | Uruguay_Brazil_SAtlantic_Coast | P
-50.25 | -69.75 | AR | 0.15 | 0.29 | 150 | 855 | Torixoreu | P_Hydro_Tocantins1038 | Brazil | -16.2812 | -52.6187 | 408 | 2021 | 0.19557 | Tocantins | P
-43.25 | -66.25 | AR | 0.2 | 0.28 | 104.6 | 78 | Agua Limpa | P_Hydro_Tocantins1043 | Brazil | -15.3729 | -53.3697 | 320 | 2021 | 0.64569 | Tocantins | P
-39.75 | -62.25 | AR | 0.2 | 0.28 | 60.4 | 1074 | Toricoejo | P_Hydro_Tocantins1044 | Brazil | -15.2479 | -53.0819 | 76 | 2021 | 0.21224 | Tocantins | P
-6.25 | -35.25 | BR | 0.2 | 0.28 | 158.8 | 1584 | Maranhao | P_Hydro_Tocantins1046 | Brazil | -15.1197 | -48.6271 | 125 | 2021 | 0.28136 | Tocantins | P
-32.75 | -52.75 | BR | 0.18 | 0.28 | 33.8 | 426 | Buriti Queimado | P_Hydro_Tocantins1047 | Brazil | -14.8357 | -49.2101 | 142 | 2021 | 0.10584 | Tocantins | P
-49.75 | -69.25 | AR | 0.16 | 0.28 | 146 | 1158 | Mirador | P_Hydro_Tocantins1051 | Brazil | -14.3029 | -47.9196 | 106 | 2021 | 0.1336 | Tocantins | P
-41.75 | -65.25 | AR | 0.2 | 0.27 | 89 | 495 | Sacos | P_Hydro_Sao_Francisco1053 | Brazil | -13.6739 | -44.5511 | 114 | 2021 | 0.2082 | Sao_Francisco | P
-4.75 | -37.75 | BR | 0.2 | 0.27 | 183.9 | 1611 | Nova Roma | P_Hydro_Tocantins1054 | Brazil | -13.5876 | -46.9332 | 51 | 2021 | 0.23457 | Tocantins | P
-5.75 | -35.75 | BR | 0.2 | 0.27 | 190.9 | 1845 | Magessi | P_Hydro_Amazon1055 | Brazil | -13.6062 | -55.2479 | 53 | 2021 | 0.10584 | Amazon | P
-36.25 | -57.25 | AR | 0.19 | 0.27 | 14.6 | 1044 | Foz Do Atalaia | P_Hydro_Tocantins1056 | Brazil | -13.4428 | -47.0906 | 72 | 2021 | 0.23457 | Tocantins | P
-36.75 | -57.25 | AR | 0.19 | 0.27 | 14.6 | 1542 | Sao Domingos | P_Hydro_Tocantins1059 | Brazil | -12.9875 | -47.7208 | 70 | 2021 | 0.15388 | Tocantins | P
-47.25 | -67.25 | AR | 0.18 | 0.27 | 121.4 | 441 | Parana | P_Hydro_Tocantins1060 | Brazil | -12.6687 | -47.8124 | 95 | 2021 | 0.32169 | Tocantins | P
-47.75 | -67.25 | AR | 0.17 | 0.27 | 121.4 | 468 | Pau D'Arco | P_Hydro_Tocantins1061 | Brazil | -12.3782 | -47.149 | 64 | 2021 | 0.35095 | Tocantins | P
-49.25 | -68.75 | AR | 0.16 | 0.27 | 141 | 1107 | Sinop | P_Hydro_Amazon1062 | Brazil | -11.2694 | -55.4521 | 775 | 2021 | 0.10584 | Amazon | P
-53.25 | -69.75 | CL | 0.11 | 0.27 | 46.4 | 786 | Ipueiras | P_Hydro_Tocantins1063 | Brazil | -11.2562 | -48.4562 | 480 | 2021 | 0.32169 | Tocantins | P
-43.75 | -66.75 | AR | 0.2 | 0.26 | 112.1 | 279 | Colider | U_Hydro_Amazon1064 | Brazil | -10.9842 | -55.7633 | 342 | 2021 | 0.10584 | Amazon | U
-44.25 | -66.75 | AR | 0.2 | 0.26 | 111.5 | 375 | Brejao | P_Hydro_Tocantins1066 | Brazil | -10.1646 | -46.9562 | 75 | 2021 | 0.32169 | Tocantins | P
-38.25 | -59.75 | AR | 0.19 | 0.26 | 37.7 | 1518 | Teles Pires | U_Hydro_Amazon1068 | Brazil | -9.3388 | -56.7771 | 1819.8 | 2021 | 0.35476 | Amazon | U
-37.75 | -58.25 | AR | 0.19 | 0.26 | 22.2 | 1530 | Jirau | U_Hydro_Amazon1069 | Brazil | -9.3313 | -64.7313 | 3300 | 2021 | 0.33019 | Amazon | U
-35.75 | -57.25 | AR | 0.19 | 0.26 | 15.6 | 525 | Foz Do Apiacas | P_Hydro_Amazon1071 | Brazil | -9.2063 | -57.0875 | 275 | 2021 | 0.33019 | Amazon | P
-34.75 | -56.25 | UY | 0.19 | 0.26 | 84.2 | 939 | Sao Manoel | P_Hydro_Amazon1072 | Brazil | -9.1915 | -57.0501 | 746 | 2021 | 0.47221 | Amazon | P
-46.75 | -67.25 | AR | 0.18 | 0.26 | 121.4 | 321 | Tabajara | P_Hydro_Amazon1073 | Brazil | -8.9042 | -62.1729 | 350 | 2021 | 0.19593 | Amazon | P
-32.25 | -52.25 | BR | 0.18 | 0.26 | 65.3 | 765 | Riacho Seco | P_Hydro_Sao_Francisco1074 | Brazil | -8.7783 | -39.6867 | 240 | 2021 | 0.4821 | Sao_Francisco | P
-48.75 | -68.25 | AR | 0.16 | 0.26 | 135.8 | 1044 | Canto Do Rio | P_Hydro_Parnaiba1075 | Brazil | -8.6146 | -45.7883 | 65 | 2021 | 0.27684 | Parnaiba | P
-50.75 | -70.75 | AR | 0.14 | 0.26 | 253.7 | 519 | Pedra Branca | P_Hydro_Sao_Francisco1076 | Brazil | -8.5913 | -39.483 | 320 | 2021 | 0.4821 | Sao_Francisco | P
-5.25 | -36.75 | BR | 0.2 | 0.25 | 167.9 | 1380 | Tupiratins | P_Hydro_Tocantins1077 | Brazil | -8.1833 | -48.1646 | 820 | 2021 | 0.23457 | Tocantins | P
-38.75 | -60.75 | AR | 0.19 | 0.25 | 47.7 | 1401 | Ribeiro Goncalves | P_Hydro_Parnaiba1078 | Brazil | -7.5753 | -45.3211 | 174 | 2021 | 0.70981 | Parnaiba | P
-31.75 | -51.75 | BR | 0.18 | 0.25 | 27.3 | 303 | Urucui | P_Hydro_Parnaiba1079 | Brazil | -7.2304 | -44.5679 | 164 | 2021 | 0.70981 | Parnaiba | P
-31.25 | -51.25 | BR | 0.18 | 0.25 | 31.7 | 348 | Taboa | P_Hydro_Parnaiba1080 | Brazil | -7.2074 | -45.4657 | 98 | 2021 | 0.70981 | Parnaiba | P
-48.25 | -67.75 | AR | 0.17 | 0.25 | 129.3 | 807 | Cachoeira | P_Hydro_Parnaiba1081 | Brazil | -6.7535 | -43.059 | 96 | 2021 | 0.70981 | Parnaiba | P
-51.75 | -71.25 | AR | 0.13 | 0.25 | 509 | 1119 | Chacorao | P_Hydro_Amazon1082 | Brazil | -6.5104 | -58.3104 | 3336 | 2021 | 0.70981 | Amazon | P
-53.25 | -70.25 | CL | 0.11 | 0.25 | 28.9 | 567 | Estreito | P_Hydro_Parnaiba1083 | Brazil | -6.3299 | -42.8576 | 86 | 2021 | 0.70981 | Parnaiba | P
-54.75 | -70.25 | CL | 0.09 | 0.25 | 16.3 | 246 | Jardim De Ouro | P_Hydro_Amazon1084 | Brazil | -6.2641 | -55.7651 | 227 | 2021 | 0.10584 | Amazon | P
-43.25 | -66.75 | AR | 0.2 | 0.24 | 112.7 | 147 | Santa Isabel | P_Hydro_Tocantins1085 | Brazil | -6.1375 | -48.3292 | 1087 | 2021 | 0.70981 | Tocantins | P
-42.75 | -66.25 | AR | 0.2 | 0.24 | 104.6 | 204 | Cachoeira Dos Patos | P_Hydro_Amazon1086 | Brazil | -5.9188 | -55.76 | 528 | 2021 | 0.10584 | Amazon | P
-42.25 | -65.75 | AR | 0.2 | 0.24 | 96.6 | 435 | Castelhano | P_Hydro_Parnaiba1087 | Brazil | -5.7418 | -43.0918 | 94 | 2021 | 0.70981 | Parnaiba | P
-40.75 | -63.75 | AR | 0.2 | 0.24 | 75.7 | 183 | Serra Quebrada | P_Hydro_Tocantins1088 | Brazil | -5.6592 | -47.4688 | 1328 | 2021 | 0.040887 | Tocantins | P
-3.25 | -39.75 | BR | 0.2 | 0.24 | 175.3 | 1665 | Maraba | P_Hydro_Tocantins1089 | Brazil | -5.3229 | -49.0729 | 2160 | 2021 | 0.040887 | Tocantins | P
-37.75 | -58.75 | AR | 0.19 | 0.24 | 26.8 | 1545 | Cachoeira Do Cai | P_Hydro_Amazon1091 | Brazil | -5.0846 | -56.4688 | 420 | 2021 | 0.040887 | Amazon | P
-34.25 | -54.75 | UY | 0.18 | 0.24 | 134 | 1536 | Belo Monte | U_Hydro_Amazon1093 | Brazil | -3.1063 | -51.775 | 11233.1 | 2021 | 0.30414 | Amazon | U
-33.75 | -54.25 | UY | 0.18 | 0.24 | 139.3 | 1578 | Mocoto | P_Hydro_Amazon1094 | Brazil | -1.4857 | -54.4435 | 95 | 2021 | 0.16773 | Amazon | P
-53.75 | -71.75 | CL | 0.1 | 0.24 | 14.4 | 270 | Berimbau | P_Hydro_Amazon1095 | Brazil | -1.3315 | -55.1774 | 66 | 2021 | 0.16773 | Amazon | P
-43.75 | -67.25 | AR | 0.2 | 0.23 | 122 | 120 | Jutuarama | P_Hydro_Amazon1096 | Brazil | -1.3311 | -54.4937 | 66 | 2021 | 0.16773 | Amazon | P
-44.75 | -66.75 | AR | 0.2 | 0.23 | 111.3 | 138 | Santo Antonio Do Jari | U_Hydro_Amazon1097 | Brazil | -0.65 | -52.5187 | 300 | 2021 | 0.16773 | Amazon | U
-40.25 | -63.25 | AR | 0.2 | 0.23 | 71.7 | 561 | Ferreira Gomes | U_Hydro_NEast_SAmerica_SAtlantic_Coast1098 | Brazil | 0.85465 | -51.1932 | 252 | 2021 | 0.16773 | NEast_SAmerica_SAtlantic_Coast | U
-37.25 | -57.75 | AR | 0.19 | 0.23 | 18.1 | 1542 | Cachoeira Caldeirao | P_Hydro_NEast_SAmerica_SAtlantic_Coast1099 | Brazil | 1.8562 | -51.2812 | 134 | 2021 | 0.16773 | NEast_SAmerica_SAtlantic_Coast | P
-33.25 | -53.75 | UY | 0.18 | 0.23 | 100.9 | 1194 | Pascua 1 | P_Hydro_SChile_Pacific_Coast1206 | Chile | -48.336 | -73.014 | 460 | 2021 | 0.23108 | SChile_Pacific_Coast | P
-48.25 | -68.25 | AR | 0.17 | 0.23 | 135.8 | 573 | Pascua 2 | P_Hydro_SChile_Pacific_Coast1207 | Chile | -48.2271 | -73.0812 | 770 | 2021 | 0.23108 | SChile_Pacific_Coast | P
-49.25 | -69.25 | AR | 0.16 | 0.23 | 146 | 1008 | Pascua 3 | P_Hydro_SChile_Pacific_Coast1208 | Chile | -48.1602 | -73.0896 | 500 | 2021 | 0.23108 | SChile_Pacific_Coast | P
-48.75 | -68.75 | AR | 0.16 | 0.23 | 141 | 999 | Alto Maipo - Alfalfal Ii | P_Hydro_NChile_Pacific_Coast1209 | Chile | -33.6519 | -70.3563 | 275 | 2021 | 0.64433 | NChile_Pacific_Coast | P
-51.25 | -71.25 | AR | 0.13 | 0.23 | 515.6 | 1158 | Alto Maipo - Las Lajas | P_Hydro_NChile_Pacific_Coast1210 | Chile | -33.7083 | -70.3354 | 270 | 2021 | 0.00049834 | NChile_Pacific_Coast | P
-52.25 | -71.25 | CL | 0.12 | 0.23 | 52 | 897 | Angostura | U_Hydro_SChile_Pacific_Coast1211 | Chile | -37.7149 | -71.8142 | 309 | 2021 | 0.13875 | SChile_Pacific_Coast | U
-39.75 | -62.75 | AR | 0.2 | 0.22 | 67.9 | 1458 | Baker 1 | P_Hydro_SChile_Pacific_Coast1212 | Chile | -47.1391 | -72.6146 | 660 | 2021 | 0.23108 | SChile_Pacific_Coast | P
-38.25 | -60.25 | AR | 0.19 | 0.22 | 43.2 | 1488 | Baker 2 | P_Hydro_SChile_Pacific_Coast1213 | Chile | -47.5204 | -73.0204 | 360 | 2021 | 0.23108 | SChile_Pacific_Coast | P
-37.75 | -59.25 | AR | 0.19 | 0.22 | 33.5 | 1542 | Neltume | P_Hydro_SChile_Pacific_Coast1214 | Chile | -39.8766 | -71.9016 | 580 | 2021 | 0.038436 | SChile_Pacific_Coast | P
-35.25 | -57.25 | AR | 0.19 | 0.22 | 15.7 | 693 | Cuervo | P_Hydro_SChile_Pacific_Coast1215 | Chile | -45.2313 | -73.0021 | 600 | 2021 | 0.23108 | SChile_Pacific_Coast | P
-34.75 | -56.75 | UY | 0.19 | 0.22 | 50.8 | 597 | Rucatayo | U_Hydro_SChile_Pacific_Coast1217 | Chile | -40.6604 | -72.632 | 61.5 | 2021 | 0.18008 | SChile_Pacific_Coast | U
-12.75 | -38.25 | BR | 0.18 | 0.22 | 83.5 | 852 | Ferreira Gomes | U_Hydro_Amazon1230 | Brazil | -0.80208 | -51.2188 | 252 | 2021 | 0.16773 | Amazon | U
-47.75 | -67.75 | AR | 0.17 | 0.22 | 129.4 | 366 | Prainha | P_Hydro_Amazon1231 | Brazil | -7.9126 | -60.1957 | 1600 | 2021 | 0.19593 | Amazon | P
-30.75 | -50.75 | BR | 0.17 | 0.22 | 56.2 | 660 | Santo Antonio | U_Hydro_Amazon1252 | Brazil | -8.8012 | -63.9513 | 3150 | 2021 | 0.19593 | Amazon | U
-49.75 | -69.75 | AR | 0.16 | 0.22 | 150.1 | 984 | Jutuarama | P_Hydro_Amazon1253 | Brazil | -1.3311 | -54.4937 | 66 | 2021 | 0.16773 | Amazon | P
-48.25 | -68.75 | AR | 0.16 | 0.22 | 141.1 | 432 | Ji-Parana | P_Hydro_Amazon1254 | Brazil | -9.2389 | -61.6764 | 512 | 2021 | 0.19593 | Amazon | P
-50.25 | -70.25 | AR | 0.15 | 0.22 | 157.3 | 606 | Jirau | U_Hydro_Amazon1255 | Brazil | -9.3278 | -64.7313 | 3300 | 2021 | 0.33019 | Amazon | U
-37.25 | -73.25 | CL | 0.21 | 0.21 | 6.9 | 69 | Mocoto | P_Hydro_Amazon1257 | Brazil | -1.4854 | -54.4438 | 95 | 2021 | 0.16773 | Amazon | P
-4.25 | -38.75 | BR | 0.2 | 0.21 | 159.6 | 1596 | Cachoeira Do Cai | P_Hydro_Amazon1261 | Brazil | -9.3278 | -64.7313 | 802 | 2021 | 0.33019 | Amazon | P
-4.75 | -38.25 | BR | 0.2 | 0.21 | 182.2 | 1728 | Cachoeira Dos Patos | P_Hydro_Amazon1262 | Brazil | -4.9989 | -56.4552 | 528 | 2021 | 0.040887 | Amazon | P
-44.25 | -67.25 | AR | 0.19 | 0.21 | 121.9 | 402 | Jamanxim | P_Hydro_Amazon1263 | Brazil | -5.9016 | -55.7317 | 881 | 2021 | 0.10584 | Amazon | P
-37.75 | -59.75 | AR | 0.19 | 0.21 | 37.8 | 1536 | Jardim De Ouro | P_Hydro_Amazon1264 | Brazil | -5.66 | -55.8733 | 227 | 2021 | 0.10584 | Amazon | P
-36.25 | -57.75 | AR | 0.19 | 0.21 | 18.6 | 1548 | Cachoeira Porteira | P_Hydro_Amazon1265 | Brazil | -6.2763 | -55.7604 | 2350 | 2021 | 0.10584 | Amazon | P
-10.25 | -36.25 | BR | 0.19 | 0.21 | 82.2 | 1026 | Cachoeirao | P_Hydro_Amazon1266 | Brazil | -1.4438 | -56.5118 | 64 | 2021 | 0.16773 | Amazon | P
-34.25 | -55.25 | UY | 0.18 | 0.21 | 136.1 | 1536 | Colider | P_Hydro_Amazon1267 | Brazil | -12.7592 | -58.945 | 342 | 2021 | 0.16773 | Amazon | P
-32.75 | -53.25 | UY | 0.18 | 0.21 | 62 | 915 | Sao Luiz Do Tapajos | P_Hydro_Amazon1268 | Brazil | -10.9831 | -55.7623 | 6133 | 2021 | 0.10584 | Amazon | P
-54.75 | -67.25 | AR | 0.11 | 0.21 | 119.9 | 294 | Chacorao | P_Hydro_Amazon1269 | Brazil | -4.5164 | -56.258 | 3336 | 2021 | 0.64469 | Amazon | P
-54.25 | -70.75 | CL | 0.1 | 0.21 | 9.4 | 165 | Sao Manuel | U_Hydro_Amazon1270 | Brazil | -9.1915 | -57.0501 | 746 | 2021 | 0.47221 | Amazon | U
-43.25 | -67.25 | AR | 0.2 | 0.2 | 122 | 102 | Parecis | P_Hydro_Amazon1272 | Brazil | -12.8431 | -57.3729 | 75 | 2021 | 0.0045914 | Amazon | P
-11.25 | -37.25 | BR | 0.2 | 0.2 | 93.7 | 909 | Magessi | P_Hydro_Amazon1273 | Brazil | -13.5813 | -55.2667 | 53 | 2021 | 0.10584 | Amazon | P
-38.75 | -61.25 | AR | 0.19 | 0.2 | 52.1 | 1470 | Jatoba | P_Hydro_Amazon1274 | Brazil | -5.2218 | -56.9343 | 2338 | 2021 | 0.040887 | Amazon | P
-37.25 | -58.25 | AR | 0.19 | 0.2 | 22.3 | 1545 | Cotingo | P_Hydro_Amazon1276 | Brazil | -4.1688 | -60.4521 | 136 | 2021 | 0.16773 | Amazon | P
-35.75 | -57.75 | AR | 0.19 | 0.2 | 18.8 | 1545 | Dardanelos | U_Hydro_Amazon1277 | Brazil | -10.1646 | -59.4504 | 256 | 2021 | 0.16773 | Amazon | U
-36.75 | -57.75 | AR | 0.19 | 0.2 | 18.5 | 1548 | Foz Do Apiacas | P_Hydro_Amazon1278 | Brazil | -9.2578 | -57.088 | 275 | 2021 | 0.33019 | Amazon | P
-3.25 | -40.75 | BR | 0.19 | 0.2 | 181.3 | 1701 | Santo Antonio Do Jari | P_Hydro_Amazon1280 | Brazil | -0.86975 | -52.4053 | 300 | 2021 | 0.16773 | Amazon | P
-3.25 | -40.25 | BR | 0.19 | 0.2 | 193.4 | 1836 | Tocoma | U_Hydro_Amazon1285 | Brazil | -7.928 | -62.8687 | 2160 | 2021 | 0.19593 | Amazon | U
-47.75 | -68.25 | AR | 0.17 | 0.2 | 135.9 | 378 | Arraias | P_Hydro_Tocantins1286 | Brazil | -12.5729 | -47.2354 | 93 | 2021 | 0.0045914 | Tocantins | P
-47.25 | -67.75 | AR | 0.17 | 0.2 | 129.6 | 354 | Pau D'Arco | P_Hydro_Tocantins1287 | Brazil | -12.3792 | -47.15 | 64 | 2021 | 0.35095 | Tocantins | P
-48.25 | -69.25 | AR | 0.16 | 0.2 | 146 | 585 | Agua Limpa | P_Hydro_Amazon1288 | Brazil | -13.8688 | -53.0354 | 93 | 2021 | 0.21224 | Amazon | P
-48.75 | -69.25 | AR | 0.16 | 0.2 | 146 | 867 | Foz Do Noidore | P_Hydro_Amazon1289 | Brazil | -13.8625 | -53.0375 | 129 | 2021 | 0.21224 | Amazon | P
-53.75 | -71.25 | CL | 0.1 | 0.2 | 7 | 138 | Toricoejo | P_Hydro_Amazon1290 | Brazil | -13.8551 | -53.0396 | 76 | 2021 | 0.21224 | Amazon | P
-42.75 | -66.75 | AR | 0.2 | 0.19 | 112.9 | 420 | Barra Do Palma | P_Hydro_Tocantins1291 | Brazil | -12.6146 | -47.1812 | 58 | 2021 | 0.0045914 | Tocantins | P
-41.75 | -65.75 | AR | 0.2 | 0.19 | 96.8 | 531 | Couto Magalhaes | P_Hydro_Tocantins1292 | Brazil | -16.5409 | -52.4175 | 150 | 2021 | 0.19557 | Tocantins | P
-41.25 | -65.25 | AR | 0.2 | 0.19 | 89 | 369 | Santa Isabel | P_Hydro_La_Plata1293 | Brazil | -16.3188 | -48.3021 | 1080 | 2021 | 0.19557 | La_Plata | P
-40.75 | -64.25 | AR | 0.2 | 0.19 | 78.6 | 57 | Torixoreu | P_Hydro_Tocantins1294 | Brazil | -16.5426 | -52.4324 | 408 | 2021 | 0.19557 | Tocantins | P
-40.25 | -63.75 | AR | 0.2 | 0.19 | 75.8 | 249 | Brejao | P_Hydro_Tocantins1295 | Brazil | -9.9313 | -47.1598 | 75 | 2021 | 0.49451 | Tocantins | P
-39.25 | -62.25 | AR | 0.2 | 0.19 | 60.4 | 1005 | Novo Acordo | P_Hydro_Tocantins1296 | Brazil | -9.9313 | -47.1598 | 160 | 2021 | 0.49451 | Tocantins | P
-37.75 | -60.25 | AR | 0.19 | 0.19 | 43.4 | 1539 | Buriti Queimado | P_Hydro_Tocantins1297 | Brazil | -14.8257 | -49.2104 | 142 | 2021 | 0.10584 | Tocantins | P
-37.25 | -59.75 | AR | 0.19 | 0.19 | 38.2 | 1539 | Estreito | U_Hydro_Tocantins1298 | Brazil | -6.5545 | -47.4604 | 1087 | 2021 | 0.70981 | Tocantins | U
-37.25 | -58.75 | AR | 0.19 | 0.19 | 26.9 | 1548 | Ipueiras | P_Hydro_Tocantins1299 | Brazil | -11.2484 | -48.4641 | 480 | 2021 | 0.32169 | Tocantins | P
-34.75 | -57.25 | AR | 0.19 | 0.19 | 16 | 12 | Maraba | P_Hydro_Tocantins1300 | Brazil | -5.5771 | -48.1896 | 2160 | 2021 | 0.040887 | Tocantins | P
-6.75 | -35.25 | BR | 0.19 | 0.19 | 183.2 | 1821 | Serra Quebrada | P_Hydro_Tocantins1301 | Brazil | -5.7021 | -47.4896 | 1328 | 2021 | 0.040887 | Tocantins | P
-34.25 | -55.75 | UY | 0.18 | 0.19 | 140.1 | 1581 | Tupiratins | P_Hydro_Tocantins1302 | Brazil | -8.0813 | -48.0063 | 620 | 2021 | 0.1336 | Tocantins | P
-47.75 | -68.75 | AR | 0.17 | 0.19 | 141.1 | 312 | Foz Do Atalaia | P_Hydro_Tocantins1303 | Brazil | -13.8599 | -47.6766 | 72 | 2021 | 0.15388 | Tocantins | P
-47.75 | -69.75 | AR | 0.16 | 0.19 | 150.4 | 303 | Foz Do Bezerra | P_Hydro_Tocantins1304 | Brazil | -13.2748 | -47.3706 | 300 | 2021 | 0.23457 | Tocantins | P
-47.75 | -69.25 | AR | 0.16 | 0.19 | 146.4 | 363 | Sao Domingos | P_Hydro_Tocantins1305 | Brazil | -13.8729 | -47.6562 | 70 | 2021 | 0.15388 | Tocantins | P
-0.75 | -47.25 | BR | 0.16 | 0.19 | 53.8 | 513 | Nova Roma | P_Hydro_Tocantins1306 | Brazil | -13.6062 | -46.8698 | 51 | 2021 | 0.23457 | Tocantins | P
-39.75 | -63.25 | AR | 0.2 | 0.18 | 71.8 | 1323 | Maranhao Baixo | P_Hydro_Tocantins1308 | Brazil | -15.1118 | -48.6299 | 125 | 2021 | 0.28136 | Tocantins | P
-3.75 | -39.25 | BR | 0.2 | 0.18 | 193.4 | 1824 | Porteiras | P_Hydro_Tocantins1309 | Brazil | -14.7757 | -48.7257 | 86 | 2021 | 0.10584 | Tocantins | P
-5.25 | -37.25 | BR | 0.2 | 0.18 | 184.3 | 1569 | Mirador | P_Hydro_Tocantins1310 | Brazil | -14.3229 | -47.4131 | 80 | 2021 | 1.0007 | Tocantins | P
-43.75 | -67.75 | AR | 0.19 | 0.18 | 131.3 | 207 | Simplicio Hydroelectric Complex | U_Hydro_Uruguay_Brazil_SAtlantic_Coast1313 | Brazil | -22.0333 | -43 | 333.7 | 2021 | 0.15991 | Uruguay_Brazil_SAtlantic_Coast | U
-38.25 | -60.75 | AR | 0.19 | 0.18 | 47.7 | 1521 | Chihuido | P_Hydro_Negro1314 | Argentina | -38.3667 | -69.7021 | 637 | 2021 | 0.13875 | Negro | P
-37.25 | -59.25 | AR | 0.19 | 0.18 | 33.7 | 1512 | La Higuera | U_Hydro_SChile_Pacific_Coast1315 | Chile | -34.8254 | -70.5621 | 155 | 2021 | 0.49738 | SChile_Pacific_Coast | U
-35.25 | -57.75 | AR | 0.19 | 0.18 | 19.4 | 1563 | La Confluencia | U_Hydro_SChile_Pacific_Coast1316 | Chile | -34.8271 | -70.5529 | 145 | 2021 | 0.49738 | SChile_Pacific_Coast | U
-3.25 | -41.25 | BR | 0.19 | 0.18 | 173.1 | 1575 | San Pedro | U_Hydro_SChile_Pacific_Coast1324 | Chile | -39.7604 | -72.5854 | 144 | 2021 | 0.038436 | SChile_Pacific_Coast | U
-32.25 | -52.75 | BR | 0.18 | 0.18 | 72.6 | 1074 | Nido De Aguila | P_Hydro_SChile_Pacific_Coast1325 | Chile | -34.2313 | -70.2896 | 155 | 2021 | 0.00049834 | SChile_Pacific_Coast | P
-34.25 | -56.25 | UY | 0.18 | 0.18 | 139.9 | 1566 | Maua | U_Hydro_La_Plata1329 | Brazil | -24.0571 | -50.7104 | 362 | 2021 | 0.0026098 | La_Plata | U
-33.75 | -54.75 | UY | 0.18 | 0.18 | 138.9 | 1569 | Centinela | P_Hydro_SChile_Pacific_Coast3590 | Chile | -36.1604 | -71.3494 | 105 | 2021 | 0.22961 | SChile_Pacific_Coast | P
-48.25 | -69.75 | AR | 0.16 | 0.18 | 150.3 | 480
-49.25 | -69.75 | AR | 0.16 | 0.18 | 150.2 | 873
-52.75 | -71.25 | CL | 0.11 | 0.18 | 33.4 | 582
-37.75 | -73.25 | CL | 0.21 | 0.17 | 10.9 | 114
-40.75 | -64.75 | AR | 0.2 | 0.17 | 82.3 | 63
-5.75 | -36.25 | BR | 0.2 | 0.17 | 198.3 | 1770
-36.75 | -60.25 | AR | 0.19 | 0.17 | 43.7 | 1515
-37.25 | -60.25 | AR | 0.19 | 0.17 | 43.6 | 1545
-36.25 | -59.75 | AR | 0.19 | 0.17 | 38.2 | 1566
-36.75 | -59.75 | AR | 0.19 | 0.17 | 38.2 | 1545
-36.25 | -59.25 | AR | 0.19 | 0.17 | 34 | 1560
-36.75 | -59.25 | AR | 0.19 | 0.17 | 34 | 1563
-36.25 | -58.75 | AR | 0.19 | 0.17 | 27.1 | 1563
-36.75 | -58.75 | AR | 0.19 | 0.17 | 26.9 | 1569
-35.75 | -58.25 | AR | 0.19 | 0.17 | 23.1 | 1503
-36.25 | -58.25 | AR | 0.19 | 0.17 | 22.7 | 1539
-36.75 | -58.25 | AR | 0.19 | 0.17 | 22.5 | 1566
-11.75 | -37.75 | BR | 0.19 | 0.17 | 155.9 | 1533
-10.25 | -36.75 | BR | 0.19 | 0.17 | 183 | 1770
-46.75 | -67.75 | AR | 0.18 | 0.17 | 130.1 | 432
-31.75 | -52.25 | BR | 0.18 | 0.17 | 77.9 | 1023
-8.75 | -35.25 | BR | 0.18 | 0.17 | 107.1 | 1371
-34.25 | -56.75 | UY | 0.18 | 0.17 | 141.1 | 1581
-33.25 | -54.25 | UY | 0.18 | 0.17 | 137.9 | 1560
-47.25 | -68.25 | AR | 0.17 | 0.17 | 136.2 | 327
-46.25 | -69.75 | AR | 0.16 | 0.17 | 151.2 | 267
-46.75 | -69.75 | AR | 0.16 | 0.17 | 151 | 261
-47.25 | -69.75 | AR | 0.16 | 0.17 | 150.6 | 531
-0.75 | -47.75 | BR | 0.16 | 0.17 | 53.2 | 507
-45.75 | -70.25 | AR | 0.15 | 0.17 | 159.1 | 153
-46.25 | -70.25 | AR | 0.15 | 0.17 | 159.1 | 342
-53.25 | -71.25 | CL | 0.11 | 0.17 | 15.5 | 306
-42.25 | -66.25 | AR | 0.2 | 0.16 | 104.6 | 291
-40.25 | -64.25 | AR | 0.2 | 0.16 | 78.6 | 210
-39.75 | -63.75 | AR | 0.2 | 0.16 | 75.8 | 1287
-39.25 | -62.75 | AR | 0.2 | 0.16 | 68 | 1500
-38.25 | -73.25 | CL | 0.2 | 0.16 | 8.9 | 96
-38.75 | -73.25 | CL | 0.2 | 0.16 | 40.3 | 438
-43.25 | -67.75 | AR | 0.19 | 0.16 | 131.5 | 168
-44.75 | -67.25 | AR | 0.19 | 0.16 | 121.7 | 660
-38.75 | -61.75 | AR | 0.19 | 0.16 | 56.5 | 1458
-36.25 | -60.25 | AR | 0.19 | 0.16 | 43.8 | 1560
-35.75 | -59.75 | AR | 0.19 | 0.16 | 38.6 | 1572
-35.75 | -59.25 | AR | 0.19 | 0.16 | 34.5 | 1560
-35.75 | -58.75 | AR | 0.19 | 0.16 | 27.3 | 1542
-35.25 | -58.25 | AR | 0.19 | 0.16 | 23.4 | 1569
-10.75 | -37.25 | BR | 0.19 | 0.16 | 171.2 | 1665
-6.25 | -35.75 | BR | 0.19 | 0.16 | 186.9 | 1842
-34.75 | -57.75 | AR | 0.18 | 0.16 | 19.4 | 183
-32.75 | -53.75 | UY | 0.18 | 0.16 | 125.8 | 1500
-47.25 | -69.25 | AR | 0.17 | 0.16 | 146.5 | 324
-47.25 | -68.75 | AR | 0.17 | 0.16 | 141.2 | 258
-30.25 | -50.25 | BR | 0.17 | 0.16 | 59.5 | 714
-17.75 | -39.25 | BR | 0.17 | 0.16 | 60 | 636
-45.75 | -69.75 | AR | 0.16 | 0.16 | 151.7 | 360
-48.75 | -69.75 | AR | 0.16 | 0.16 | 150.2 | 813
-0.25 | -48.75 | BR | 0.15 | 0.16 | 65 | 654
-50.75 | -71.25 | AR | 0.14 | 0.16 | 516 | 1131
-42.75 | -72.75 | CL | 0.13 | 0.16 | 8.9 | 78
-36.25 | -72.75 | CL | 0.22 | 0.15 | 19.6 | 195
-39.75 | -67.25 | AR | 0.21 | 0.15 | 123.7 | 228
-39.75 | -66.75 | AR | 0.21 | 0.15 | 113.8 | 684
-42.75 | -67.25 | AR | 0.2 | 0.15 | 122 | 99
-41.25 | -65.75 | AR | 0.2 | 0.15 | 97.2 | 810
-40.75 | -65.25 | AR | 0.2 | 0.15 | 89 | 54
-39.25 | -64.75 | AR | 0.2 | 0.15 | 82.9 | 990
-40.25 | -64.75 | AR | 0.2 | 0.15 | 82.8 | 90
-39.25 | -64.25 | AR | 0.2 | 0.15 | 78.9 | 1413
-39.75 | -64.25 | AR | 0.2 | 0.15 | 78.8 | 954
-39.25 | -63.75 | AR | 0.2 | 0.15 | 75.9 | 1497
-39.25 | -63.25 | AR | 0.2 | 0.15 | 71.9 | 1518
-4.75 | -38.75 | BR | 0.2 | 0.15 | 195 | 1839
-44.25 | -67.75 | AR | 0.19 | 0.15 | 130.5 | 249
-45.25 | -67.25 | AR | 0.19 | 0.15 | 121.4 | 342
-36.25 | -60.75 | AR | 0.19 | 0.15 | 48.4 | 1563
-36.75 | -60.75 | AR | 0.19 | 0.15 | 48.3 | 1569
-37.25 | -60.75 | AR | 0.19 | 0.15 | 48.2 | 1548
-37.75 | -60.75 | AR | 0.19 | 0.15 | 47.8 | 1539
-35.75 | -60.25 | AR | 0.19 | 0.15 | 44 | 1575
-35.25 | -58.75 | AR | 0.19 | 0.15 | 27.4 | 1557
-12.25 | -38.25 | BR | 0.18 | 0.15 | 151 | 1545
-7.25 | -35.25 | BR | 0.18 | 0.15 | 175.9 | 1833
-8.25 | -35.25 | BR | 0.18 | 0.15 | 154.1 | 1704
-34.25 | -57.25 | UY | 0.18 | 0.15 | 129.7 | 1428
-33.75 | -55.25 | UY | 0.18 | 0.15 | 142.8 | 1581
-31.25 | -51.75 | BR | 0.17 | 0.15 | 51.4 | 786
-46.75 | -70.25 | AR | 0.16 | 0.15 | 158.6 | 399
-47.75 | -70.25 | AR | 0.16 | 0.15 | 158.1 | 330
-49.75 | -70.25 | AR | 0.15 | 0.15 | 157.4 | 729
-39.75 | -67.75 | AR | 0.21 | 0.14 | 131.9 | 282
-40.25 | -67.75 | AR | 0.21 | 0.14 | 131.9 | 399
-39.25 | -67.25 | AR | 0.21 | 0.14 | 123.8 | 750
-40.25 | -67.25 | AR | 0.21 | 0.14 | 123.2 | 285
-39.25 | -66.75 | AR | 0.21 | 0.14 | 114 | 747
-39.25 | -66.25 | AR | 0.21 | 0.14 | 105.6 | 816
-40.25 | -66.75 | AR | 0.2 | 0.14 | 113.6 | 492
-39.75 | -66.25 | AR | 0.2 | 0.14 | 105.3 | 1140
-40.25 | -66.25 | AR | 0.2 | 0.14 | 105.3 | 468
-39.25 | -65.75 | AR | 0.2 | 0.14 | 97.6 | 969
-39.75 | -65.75 | AR | 0.2 | 0.14 | 97.5 | 756
-40.25 | -65.75 | AR | 0.2 | 0.14 | 97.3 | 120
-40.75 | -65.75 | AR | 0.2 | 0.14 | 97.2 | 171
-38.75 | -65.25 | AR | 0.2 | 0.14 | 90.1 | 1236
-39.25 | -65.25 | AR | 0.2 | 0.14 | 89.8 | 723
-39.75 | -65.25 | AR | 0.2 | 0.14 | 89.4 | 699
-40.25 | -65.25 | AR | 0.2 | 0.14 | 89.4 | 96
-38.75 | -64.75 | AR | 0.2 | 0.14 | 83 | 1368
-39.75 | -64.75 | AR | 0.2 | 0.14 | 82.8 | 591
-38.75 | -64.25 | AR | 0.2 | 0.14 | 78.9 | 1497
-5.25 | -37.75 | BR | 0.2 | 0.14 | 196.8 | 1722
-38.25 | -61.25 | AR | 0.19 | 0.14 | 52.3 | 1527
-35.75 | -60.75 | AR | 0.19 | 0.14 | 48.6 | 1566
-35.25 | -59.25 | AR | 0.19 | 0.14 | 34.5 | 1509
-43.75 | -68.25 | AR | 0.18 | 0.14 | 136.9 | 456
-46.25 | -67.75 | AR | 0.18 | 0.14 | 130.2 | 204
-35.25 | -59.75 | AR | 0.18 | 0.14 | 38.6 | 1512
-34.75 | -58.25 | AR | 0.18 | 0.14 | 23.8 | 498
-9.75 | -36.25 | BR | 0.18 | 0.14 | 131.9 | 1767
-7.75 | -35.25 | BR | 0.18 | 0.14 | 157.7 | 1752
-33.75 | -56.75 | UY | 0.18 | 0.14 | 146.7 | 1614
-33.75 | -56.25 | UY | 0.18 | 0.14 | 146.8 | 1614
-33.75 | -55.75 | UY | 0.18 | 0.14 | 145 | 1605
-46.75 | -69.25 | AR | 0.17 | 0.14 | 146.7 | 294
-30.75 | -51.25 | BR | 0.17 | 0.14 | 22.9 | 315
-33.25 | -54.75 | UY | 0.17 | 0.14 | 139.1 | 1569
-47.25 | -70.25 | AR | 0.16 | 0.14 | 158.3 | 600
-50.25 | -70.75 | AR | 0.15 | 0.14 | 262.7 | 876
-45.25 | -70.25 | AR | 0.15 | 0.14 | 159.6 | 372
-48.25 | -70.25 | AR | 0.15 | 0.14 | 158 | 594
-42.25 | -72.75 | CL | 0.13 | 0.14 | 0.3 | 3
-54.75 | -69.75 | CL | 0.1 | 0.14 | 25.2 | 375
-39.25 | -67.75 | AR | 0.21 | 0.13 | 132 | 261
-38.75 | -66.75 | AR | 0.21 | 0.13 | 114 | 264
-38.75 | -66.25 | AR | 0.21 | 0.13 | 106.1 | 657
-40.75 | -66.25 | AR | 0.2 | 0.13 | 105.1 | 477
-41.75 | -66.25 | AR | 0.2 | 0.13 | 104.8 | 477
-38.75 | -65.75 | AR | 0.2 | 0.13 | 97.8 | 1014
-38.75 | -63.75 | AR | 0.2 | 0.13 | 75.9 | 1530
-38.75 | -62.25 | AR | 0.19 | 0.13 | 61.3 | 1110
-35.75 | -61.25 | AR | 0.19 | 0.13 | 53.3 | 1506
-36.25 | -61.25 | AR | 0.19 | 0.13 | 53.3 | 1545
-36.75 | -61.25 | AR | 0.19 | 0.13 | 53.3 | 1557
-10.25 | -37.25 | BR | 0.19 | 0.13 | 186.6 | 1836
-35.25 | -60.25 | AR | 0.18 | 0.13 | 44.1 | 1527
-34.75 | -59.25 | AR | 0.18 | 0.13 | 34.7 | 1572
-34.75 | -58.75 | AR | 0.18 | 0.13 | 27.5 | 1056
-32.25 | -53.25 | BR | 0.18 | 0.13 | 124.2 | 1518
-3.25 | -41.75 | BR | 0.18 | 0.13 | 152.4 | 1413
-34.25 | -57.75 | UY | 0.18 | 0.13 | 114.4 | 1338
-33.75 | -57.25 | UY | 0.18 | 0.13 | 146.5 | 1611
-33.25 | -56.75 | UY | 0.18 | 0.13 | 143.9 | 1581
-33.25 | -56.25 | UY | 0.18 | 0.13 | 142.1 | 1563
-32.75 | -54.25 | UY | 0.18 | 0.13 | 132.3 | 1476
-46.75 | -68.75 | AR | 0.17 | 0.13 | 141.4 | 468
-46.75 | -68.25 | AR | 0.17 | 0.13 | 136.4 | 375
-19.25 | -39.75 | BR | 0.17 | 0.13 | 81.2 | 834
-45.25 | -69.75 | AR | 0.16 | 0.13 | 151.8 | 387
-53.75 | -67.75 | AR | 0.12 | 0.13 | 129 | 528
-54.75 | -67.75 | AR | 0.11 | 0.13 | 128.9 | 237
-39.75 | -68.25 | AR | 0.21 | 0.12 | 137.7 | 342
-40.25 | -68.25 | AR | 0.21 | 0.12 | 137.5 | 450
-38.75 | -67.25 | AR | 0.21 | 0.12 | 124.2 | 717
-38.25 | -66.75 | AR | 0.21 | 0.12 | 114 | 681
-40.75 | -68.25 | AR | 0.2 | 0.12 | 137.5 | 570
-40.75 | -67.75 | AR | 0.2 | 0.12 | 131.8 | 297
-40.75 | -67.25 | AR | 0.2 | 0.12 | 123.1 | 360
-40.75 | -66.75 | AR | 0.2 | 0.12 | 113.3 | 384
-38.25 | -66.25 | AR | 0.2 | 0.12 | 106.1 | 987
-41.25 | -66.25 | AR | 0.2 | 0.12 | 105 | 366
-38.25 | -65.75 | AR | 0.2 | 0.12 | 97.9 | 1290
-38.25 | -65.25 | AR | 0.2 | 0.12 | 90.2 | 1422
-38.25 | -64.75 | AR | 0.2 | 0.12 | 83.1 | 1422
-38.25 | -64.25 | AR | 0.2 | 0.12 | 78.9 | 1530
-38.75 | -63.25 | AR | 0.2 | 0.12 | 72 | 1485
-38.75 | -62.75 | AR | 0.2 | 0.12 | 68.1 | 1497
-5.25 | -38.25 | BR | 0.2 | 0.12 | 196.8 | 1800
-43.25 | -68.25 | AR | 0.19 | 0.12 | 137 | 324
-36.25 | -63.75 | AR | 0.19 | 0.12 | 76.3 | 1530
-35.75 | -63.25 | AR | 0.19 | 0.12 | 72.7 | 1554
-35.75 | -62.75 | AR | 0.19 | 0.12 | 68.8 | 1455
-35.75 | -62.25 | AR | 0.19 | 0.12 | 62.3 | 1392
-35.25 | -61.75 | AR | 0.19 | 0.12 | 57.3 | 1521
-35.75 | -61.75 | AR | 0.19 | 0.12 | 57.1 | 1473
-36.25 | -61.75 | AR | 0.19 | 0.12 | 57 | 1545
-37.25 | -61.25 | AR | 0.19 | 0.12 | 53 | 1545
-37.75 | -61.25 | AR | 0.19 | 0.12 | 52.8 | 1530
-35.25 | -61.25 | AR | 0.18 | 0.12 | 53.5 | 1524
-35.25 | -60.75 | AR | 0.18 | 0.12 | 48.6 | 1539
-34.75 | -60.25 | AR | 0.18 | 0.12 | 44.2 | 1572
-34.75 | -59.75 | AR | 0.18 | 0.12 | 38.8 | 1596
-34.25 | -58.25 | AR | 0.18 | 0.12 | 24.1 | 354
-33.75 | -57.75 | UY | 0.18 | 0.12 | 130.3 | 1602
-33.25 | -57.25 | UY | 0.18 | 0.12 | 126.9 | 1398
-33.25 | -55.75 | UY | 0.18 | 0.12 | 143.3 | 1587
-33.25 | -55.25 | UY | 0.18 | 0.12 | 143.3 | 1587
-46.25 | -69.25 | AR | 0.17 | 0.12 | 146.7 | 498
-48.75 | -70.25 | AR | 0.15 | 0.12 | 157.9 | 573
-49.25 | -70.25 | AR | 0.15 | 0.12 | 157.5 | 930
-45.75 | -70.75 | AR | 0.14 | 0.12 | 321.9 | 348
-54.25 | -67.25 | AR | 0.11 | 0.12 | 120.4 | 486
-35.25 | -72.25 | CL | 0.23 | 0.11 | 41.2 | 351
-38.75 | -67.75 | AR | 0.21 | 0.11 | 132 | 627
-38.25 | -67.25 | AR | 0.21 | 0.11 | 124.5 | 822
-37.75 | -66.75 | AR | 0.21 | 0.11 | 114.1 | 1239
-40.75 | -68.75 | AR | 0.2 | 0.11 | 142.3 | 810
-42.25 | -66.75 | AR | 0.2 | 0.11 | 113 | 330
-37.75 | -66.25 | AR | 0.2 | 0.11 | 106.1 | 1464
-37.75 | -65.75 | AR | 0.2 | 0.11 | 98.3 | 1362
-37.25 | -65.25 | AR | 0.2 | 0.11 | 90.4 | 1188
-37.75 | -65.25 | AR | 0.2 | 0.11 | 90.3 | 1320
-37.75 | -64.75 | AR | 0.2 | 0.11 | 83.4 | 1512
-37.75 | -64.25 | AR | 0.2 | 0.11 | 78.9 | 1548
-38.25 | -63.75 | AR | 0.2 | 0.11 | 76.1 | 1473
-5.75 | -36.75 | BR | 0.2 | 0.11 | 195.9 | 1755
-42.75 | -67.75 | AR | 0.19 | 0.11 | 131.5 | 243
-36.75 | -64.75 | AR | 0.19 | 0.11 | 83.9 | 1578
-37.25 | -64.75 | AR | 0.19 | 0.11 | 83.5 | 1518
-35.25 | -64.25 | AR | 0.19 | 0.11 | 79.2 | 1497
-35.75 | -64.25 | AR | 0.19 | 0.11 | 79.2 | 1563
-36.25 | -64.25 | AR | 0.19 | 0.11 | 79.2 | 1569
-36.75 | -64.25 | AR | 0.19 | 0.11 | 79.1 | 1512
-37.25 | -64.25 | AR | 0.19 | 0.11 | 79.1 | 1548
-35.25 | -63.75 | AR | 0.19 | 0.11 | 76.4 | 1518
-35.75 | -63.75 | AR | 0.19 | 0.11 | 76.3 | 1491
-36.75 | -63.75 | AR | 0.19 | 0.11 | 76.2 | 1554
-37.25 | -63.75 | AR | 0.19 | 0.11 | 76.1 | 1494
-35.25 | -63.25 | AR | 0.19 | 0.11 | 72.9 | 1509
-36.25 | -63.25 | AR | 0.19 | 0.11 | 72.6 | 1557
-35.25 | -62.75 | AR | 0.19 | 0.11 | 68.9 | 1527
-36.25 | -62.75 | AR | 0.19 | 0.11 | 68.8 | 1527
-35.25 | -62.25 | AR | 0.19 | 0.11 | 62.4 | 1494
-36.25 | -62.25 | AR | 0.19 | 0.11 | 62.1 | 1503
-36.75 | -61.75 | AR | 0.19 | 0.11 | 56.9 | 1512
-38.25 | -61.75 | AR | 0.19 | 0.11 | 56.7 | 1500
-4.25 | -39.25 | BR | 0.19 | 0.11 | 192.2 | 1794
-9.25 | -39.25 | BR | 0.19 | 0.11 | 158.5 | 1464
-9.75 | -39.25 | BR | 0.19 | 0.11 | 186.8 | 1725
-9.25 | -38.75 | BR | 0.19 | 0.11 | 133.2 | 1239
-9.75 | -38.75 | BR | 0.19 | 0.11 | 180.6 | 1680
-11.25 | -37.75 | BR | 0.19 | 0.11 | 188.2 | 1848
-43.75 | -68.75 | AR | 0.18 | 0.11 | 141.7 | 222
-44.25 | -68.25 | AR | 0.18 | 0.11 | 136.8 | 276
-34.75 | -62.25 | AR | 0.18 | 0.11 | 62.5 | 1470
-34.75 | -61.75 | AR | 0.18 | 0.11 | 57.4 | 1527
-34.75 | -61.25 | AR | 0.18 | 0.11 | 53.5 | 1524
-34.25 | -60.75 | AR | 0.18 | 0.11 | 48.8 | 1593
-34.75 | -60.75 | AR | 0.18 | 0.11 | 48.7 | 1551
-34.25 | -60.25 | AR | 0.18 | 0.11 | 44.2 | 1587
-34.25 | -59.75 | AR | 0.18 | 0.11 | 38.9 | 1587
-34.25 | -59.25 | AR | 0.18 | 0.11 | 34.7 | 1524
-34.25 | -58.75 | AR | 0.18 | 0.11 | 28.1 | 843
-31.75 | -52.75 | BR | 0.18 | 0.11 | 127.4 | 1569
-22.75 | -42.25 | BR | 0.18 | 0.11 | 72.2 | 813
-9.75 | -36.75 | BR | 0.18 | 0.11 | 172.5 | 1803
-9.25 | -35.75 | BR | 0.18 | 0.11 | 138.2 | 1653
-33.75 | -58.25 | UY | 0.18 | 0.11 | 95.5 | 1338
-33.25 | -57.75 | UY | 0.18 | 0.11 | 127.1 | 1536
-32.75 | -57.25 | UY | 0.18 | 0.11 | 133.5 | 1458
-32.75 | -56.75 | UY | 0.18 | 0.11 | 143 | 1560
-32.75 | -56.25 | UY | 0.18 | 0.11 | 108.6 | 1182
-32.25 | -55.75 | UY | 0.18 | 0.11 | 127.3 | 1407
-32.75 | -55.75 | UY | 0.18 | 0.11 | 124.2 | 1374
-31.75 | -55.25 | UY | 0.18 | 0.11 | 145.7 | 1602
-32.25 | -55.25 | UY | 0.18 | 0.11 | 137 | 1515
-32.25 | -54.75 | UY | 0.18 | 0.11 | 141.4 | 1578
-32.25 | -54.25 | UY | 0.18 | 0.11 | 143.4 | 1599
-32.25 | -53.75 | UY | 0.18 | 0.11 | 136.5 | 1557
3.75 | -51.25 | BR | 0.17 | 0.11 | 39.6 | 420
1.75 | -50.25 | BR | 0.17 | 0.11 | 30.7 | 324
-32.75 | -55.25 | UY | 0.17 | 0.11 | 138.2 | 1527
-31.75 | -54.75 | UY | 0.17 | 0.11 | 145.7 | 1617
-32.75 | -54.75 | UY | 0.17 | 0.11 | 138.6 | 1545
-19.75 | -61.25 | PY | 0.17 | 0.11 | 138 | 1440
-20.25 | -61.25 | PY | 0.17 | 0.11 | 142.3 | 1482
-18.75 | -39.75 | BR | 0.16 | 0.11 | 75.1 | 789
-46.25 | -70.75 | AR | 0.15 | 0.11 | 308.9 | 777
-40.25 | -68.75 | AR | 0.21 | 0.1 | 142.3 | 405
-39.25 | -68.25 | AR | 0.21 | 0.1 | 137.8 | 165
-37.75 | -67.25 | AR | 0.21 | 0.1 | 124.5 | 1059
-36.75 | -66.75 | AR | 0.21 | 0.1 | 114.4 | 1359
-37.25 | -66.75 | AR | 0.21 | 0.1 | 114.4 | 1143
-41.25 | -68.75 | AR | 0.2 | 0.1 | 142.2 | 906
-41.25 | -66.75 | AR | 0.2 | 0.1 | 113.1 | 657
-36.75 | -66.25 | AR | 0.2 | 0.1 | 106.3 | 1230
-37.25 | -66.25 | AR | 0.2 | 0.1 | 106.1 | 1290
-36.75 | -65.75 | AR | 0.2 | 0.1 | 98.7 | 1575
-37.25 | -65.75 | AR | 0.2 | 0.1 | 98.5 | 1089
-36.75 | -65.25 | AR | 0.2 | 0.1 | 90.5 | 1554
-5.25 | -38.75 | BR | 0.2 | 0.1 | 199.2 | 1803
-35.25 | -65.25 | AR | 0.19 | 0.1 | 90.8 | 1575
-36.25 | -65.25 | AR | 0.19 | 0.1 | 90.6 | 1575
-35.25 | -64.75 | AR | 0.19 | 0.1 | 84.4 | 1593
-35.75 | -64.75 | AR | 0.19 | 0.1 | 84.3 | 1596
-36.25 | -64.75 | AR | 0.19 | 0.1 | 84.2 | 1578
-37.75 | -63.75 | AR | 0.19 | 0.1 | 76.1 | 1521
-36.75 | -63.25 | AR | 0.19 | 0.1 | 72.6 | 1566
-37.25 | -63.25 | AR | 0.19 | 0.1 | 72.4 | 1476
-36.75 | -62.75 | AR | 0.19 | 0.1 | 68.8 | 1533
-36.75 | -62.25 | AR | 0.19 | 0.1 | 61.9 | 1422
-37.25 | -61.75 | AR | 0.19 | 0.1 | 56.9 | 1533
-8.75 | -39.75 | BR | 0.19 | 0.1 | 168 | 1539
-9.25 | -39.75 | BR | 0.19 | 0.1 | 164.3 | 1518
-9.75 | -39.75 | BR | 0.19 | 0.1 | 190.6 | 1761
-9.25 | -38.25 | BR | 0.19 | 0.1 | 165.9 | 1542
-9.75 | -38.25 | BR | 0.19 | 0.1 | 192.2 | 1806
-11.75 | -38.25 | BR | 0.19 | 0.1 | 182.7 | 1818
-10.25 | -37.75 | BR | 0.19 | 0.1 | 168.3 | 1824
-6.75 | -35.75 | BR | 0.19 | 0.1 | 191.2 | 1809
-45.75 | -67.75 | AR | 0.18 | 0.1 | 130.2 | 204
-34.25 | -64.25 | AR | 0.18 | 0.1 | 79.4 | 1602
-34.75 | -64.25 | AR | 0.18 | 0.1 | 79.4 | 1566
-34.25 | -63.75 | AR | 0.18 | 0.1 | 76.5 | 1566
-34.75 | -63.75 | AR | 0.18 | 0.1 | 76.4 | 1488
-34.25 | -63.25 | AR | 0.18 | 0.1 | 73.2 | 1518
-34.75 | -63.25 | AR | 0.18 | 0.1 | 73 | 1548
-34.25 | -62.75 | AR | 0.18 | 0.1 | 69.2 | 1491
-34.75 | -62.75 | AR | 0.18 | 0.1 | 69.2 | 1545
-34.25 | -62.25 | AR | 0.18 | 0.1 | 62.6 | 1347
-34.25 | -61.75 | AR | 0.18 | 0.1 | 57.8 | 1509
-34.25 | -61.25 | AR | 0.18 | 0.1 | 53.5 | 1503
-33.75 | -60.75 | AR | 0.18 | 0.1 | 48.9 | 1593
-33.75 | -60.25 | AR | 0.18 | 0.1 | 44.9 | 1614
-33.75 | -59.75 | AR | 0.18 | 0.1 | 39.2 | 1098
-33.75 | -59.25 | AR | 0.18 | 0.1 | 34.8 | 699
-33.75 | -58.75 | AR | 0.18 | 0.1 | 28.4 | 621
-32.75 | -58.25 | AR | 0.18 | 0.1 | 24.6 | 1434
-2.75 | -42.75 | BR | 0.18 | 0.1 | 182.2 | 951
-9.75 | -37.75 | BR | 0.18 | 0.1 | 191.7 | 1794
-9.75 | -37.25 | BR | 0.18 | 0.1 | 181.3 | 1800
-33.25 | -58.25 | UY | 0.18 | 0.1 | 89.6 | 1128
-32.75 | -57.75 | UY | 0.18 | 0.1 | 126.7 | 1542
-32.25 | -57.25 | UY | 0.18 | 0.1 | 133.2 | 1446
-32.25 | -56.75 | UY | 0.18 | 0.1 | 148.4 | 1620
-32.25 | -56.25 | UY | 0.18 | 0.1 | 149.2 | 1629
-31.75 | -55.75 | UY | 0.18 | 0.1 | 120.5 | 1326
-31.25 | -55.25 | UY | 0.18 | 0.1 | 127 | 1407
-31.25 | -54.75 | BR | 0.17 | 0.1 | 137.2 | 1641
-31.25 | -52.25 | BR | 0.17 | 0.1 | 131.2 | 1578
-18.25 | -39.75 | BR | 0.17 | 0.1 | 91.8 | 975
-17.25 | -39.25 | BR | 0.17 | 0.1 | 76.8 | 816
-19.75 | -61.75 | PY | 0.17 | 0.1 | 139.4 | 1455
-20.25 | -61.75 | PY | 0.17 | 0.1 | 157.4 | 1638
-20.75 | -61.75 | PY | 0.17 | 0.1 | 158.5 | 1650
-20.75 | -61.25 | PY | 0.17 | 0.1 | 154.3 | 1608
-21.25 | -61.25 | PY | 0.17 | 0.1 | 150.9 | 1575
-20.25 | -60.75 | PY | 0.17 | 0.1 | 141.7 | 1470
-20.75 | -60.75 | PY | 0.17 | 0.1 | 152.5 | 1581
-44.75 | -69.75 | AR | 0.16 | 0.1 | 151.8 | 306
-45.75 | -69.25 | AR | 0.16 | 0.1 | 146.9 | 408
-21.25 | -61.75 | PY | 0.16 | 0.1 | 150.2 | 1569
-21.75 | -61.75 | PY | 0.16 | 0.1 | 140.9 | 1470
-44.75 | -70.25 | AR | 0.15 | 0.1 | 160.4 | 723
-51.25 | -71.75 | AR | 0.13 | 0.1 | 746.2 | 1170
-51.75 | -71.75 | AR | 0.12 | 0.1 | 744.8 | 918
-43.25 | -72.75 | CL | 0.12 | 0.1 | 15 | 123
-36.75 | -72.75 | CL | 0.22 | 0.09 | 30.9 | 312
-39.75 | -68.75 | AR | 0.21 | 0.09 | 142.4 | 117
-38.75 | -68.25 | AR | 0.21 | 0.09 | 138 | 510
-38.25 | -67.75 | AR | 0.21 | 0.09 | 132.1 | 564
-36.25 | -66.75 | AR | 0.21 | 0.09 | 114.6 | 1521
-40.75 | -69.25 | AR | 0.2 | 0.09 | 147.6 | 738
-41.25 | -68.25 | AR | 0.2 | 0.09 | 137.4 | 981
-41.25 | -67.75 | AR | 0.2 | 0.09 | 131.8 | 750
-41.25 | -67.25 | AR | 0.2 | 0.09 | 122.7 | 972
-35.25 | -66.25 | AR | 0.2 | 0.09 | 106.5 | 1398
-35.75 | -66.25 | AR | 0.2 | 0.09 | 106.4 | 1587
-36.25 | -66.25 | AR | 0.2 | 0.09 | 106.4 | 1488
-35.25 | -65.75 | AR | 0.2 | 0.09 | 99.2 | 1500
-35.75 | -65.75 | AR | 0.2 | 0.09 | 98.8 | 1569
-36.25 | -65.75 | AR | 0.2 | 0.09 | 98.7 | 1578
-4.75 | -39.25 | BR | 0.2 | 0.09 | 197.5 | 1842
-44.75 | -67.75 | AR | 0.19 | 0.09 | 130.5 | 693
-34.75 | -65.25 | AR | 0.19 | 0.09 | 91.3 | 1497
-35.75 | -65.25 | AR | 0.19 | 0.09 | 90.6 | 1599
-34.75 | -64.75 | AR | 0.19 | 0.09 | 84.5 | 1593
-37.75 | -63.25 | AR | 0.19 | 0.09 | 72.2 | 1509
-38.25 | -63.25 | AR | 0.19 | 0.09 | 72.1 | 1524
-37.25 | -62.75 | AR | 0.19 | 0.09 | 68.3 | 1386
-38.25 | -62.75 | AR | 0.19 | 0.09 | 68.1 | 1527
-37.25 | -62.25 | AR | 0.19 | 0.09 | 61.8 | 1521
-38.25 | -62.25 | AR | 0.19 | 0.09 | 61.6 | 1521
-37.75 | -61.75 | AR | 0.19 | 0.09 | 56.9 | 1545
-8.75 | -39.25 | BR | 0.19 | 0.09 | 179.3 | 1644
-10.25 | -39.25 | BR | 0.19 | 0.09 | 189 | 1821
-8.75 | -38.75 | BR | 0.19 | 0.09 | 153.1 | 1374
-10.25 | -38.75 | BR | 0.19 | 0.09 | 182.4 | 1773
-10.25 | -38.25 | BR | 0.19 | 0.09 | 183.9 | 1827
-10.75 | -37.75 | BR | 0.19 | 0.09 | 172.6 | 1803
-6.25 | -36.25 | BR | 0.19 | 0.09 | 177.2 | 1587
-39.75 | -73.25 | CL | 0.19 | 0.09 | 8.7 | 99
-43.25 | -68.75 | AR | 0.18 | 0.09 | 141.8 | 264
-44.25 | -68.75 | AR | 0.18 | 0.09 | 141.7 | 429
-46.25 | -68.25 | AR | 0.18 | 0.09 | 136.4 | 246
-33.75 | -63.75 | AR | 0.18 | 0.09 | 76.6 | 1605
-33.25 | -63.25 | AR | 0.18 | 0.09 | 73.3 | 1611
-33.75 | -63.25 | AR | 0.18 | 0.09 | 73.2 | 1521
-33.25 | -62.75 | AR | 0.18 | 0.09 | 69.3 | 1572
-33.75 | -62.75 | AR | 0.18 | 0.09 | 69.3 | 1539
-33.75 | -62.25 | AR | 0.18 | 0.09 | 62.6 | 1470
-33.75 | -61.75 | AR | 0.18 | 0.09 | 57.9 | 1524
-33.75 | -61.25 | AR | 0.18 | 0.09 | 53.7 | 1521
-33.25 | -60.75 | AR | 0.18 | 0.09 | 48.9 | 1488
-33.25 | -60.25 | AR | 0.18 | 0.09 | 45.4 | 510
-33.25 | -59.75 | AR | 0.18 | 0.09 | 39.3 | 300
-33.25 | -59.25 | AR | 0.18 | 0.09 | 35 | 1305
-32.75 | -58.75 | AR | 0.18 | 0.09 | 28.8 | 1611
-33.25 | -58.75 | AR | 0.18 | 0.09 | 28.7 | 1449
-32.25 | -58.25 | AR | 0.18 | 0.09 | 24.9 | 1446
-31.75 | -53.75 | BR | 0.18 | 0.09 | 129.6 | 1461
-12.25 | -38.75 | BR | 0.18 | 0.09 | 172.5 | 1767
-32.25 | -57.75 | UY | 0.18 | 0.09 | 118.8 | 1419
-31.75 | -56.75 | UY | 0.18 | 0.09 | 153.1 | 1653
-31.75 | -56.25 | UY | 0.18 | 0.09 | 146.3 | 1578
-31.25 | -55.75 | UY | 0.18 | 0.09 | 99.5 | 1095
-46.25 | -68.75 | AR | 0.17 | 0.09 | 141.6 | 276
-30.75 | -55.25 | BR | 0.17 | 0.09 | 148.7 | 1647
-30.75 | -54.75 | BR | 0.17 | 0.09 | 128.8 | 1626
-31.25 | -54.25 | BR | 0.17 | 0.09 | 139.5 | 1602
-31.75 | -54.25 | BR | 0.17 | 0.09 | 140.6 | 1623
-20.25 | -40.25 | BR | 0.17 | 0.09 | 54.6 | 600
-21.75 | -61.25 | PY | 0.17 | 0.09 | 141.7 | 1479
-19.75 | -60.75 | PY | 0.17 | 0.09 | 154.1 | 1596
-21.25 | -60.75 | PY | 0.17 | 0.09 | 136.5 | 1425
1.25 | -50.25 | BR | 0.16 | 0.09 | 44.4 | 471
-1.25 | -46.75 | BR | 0.16 | 0.09 | 131.9 | 1383
-1.25 | -46.25 | BR | 0.16 | 0.09 | 75.1 | 789
-22.25 | -61.75 | PY | 0.16 | 0.09 | 128.2 | 1341
-46.75 | -70.75 | AR | 0.15 | 0.09 | 304.4 | 579
-0.25 | -49.25 | BR | 0.15 | 0.09 | 62 | 657
-1.25 | -47.25 | BR | 0.15 | 0.09 | 135 | 1383
-45.25 | -70.75 | AR | 0.14 | 0.09 | 324.9 | 690
-54.75 | -68.25 | AR | 0.11 | 0.09 | 135.3 | 258
-52.25 | -71.75 | CL | 0.11 | 0.09 | 20 | 351
-54.25 | -70.25 | CL | 0.09 | 0.09 | 6.6 | 102
-37.25 | -67.25 | AR | 0.21 | 0.08 | 124.7 | 849
-35.25 | -66.75 | AR | 0.21 | 0.08 | 114.8 | 585
-35.75 | -66.75 | AR | 0.21 | 0.08 | 114.8 | 1332
-40.25 | -69.25 | AR | 0.2 | 0.08 | 147.7 | 513
-42.25 | -67.25 | AR | 0.2 | 0.08 | 122.1 | 171
-41.75 | -66.75 | AR | 0.2 | 0.08 | 113.1 | 423
-5.75 | -37.25 | BR | 0.2 | 0.08 | 197.7 | 1731
-41.25 | -69.25 | AR | 0.19 | 0.08 | 147.6 | 732
-42.75 | -68.25 | AR | 0.19 | 0.08 | 137.1 | 441
-45.25 | -67.75 | AR | 0.19 | 0.08 | 130.3 | 591
-34.75 | -65.75 | AR | 0.19 | 0.08 | 99.5 | 1395
-37.75 | -62.75 | AR | 0.19 | 0.08 | 68.2 | 1512
-37.75 | -62.25 | AR | 0.19 | 0.08 | 61.6 | 1530
-8.25 | -40.25 | BR | 0.19 | 0.08 | 174.8 | 1578
-8.75 | -40.25 | BR | 0.19 | 0.08 | 147.5 | 1329
-9.25 | -40.25 | BR | 0.19 | 0.08 | 164.5 | 1548
-9.75 | -40.25 | BR | 0.19 | 0.08 | 199.2 | 1800
-8.25 | -39.75 | BR | 0.19 | 0.08 | 155.6 | 1425
-10.25 | -39.75 | BR | 0.19 | 0.08 | 189.3 | 1824
-34.25 | -64.75 | AR | 0.18 | 0.08 | 84.7 | 1596
-33.75 | -64.25 | AR | 0.18 | 0.08 | 79.4 | 1617
-33.25 | -63.75 | AR | 0.18 | 0.08 | 76.6 | 1623
-32.75 | -63.25 | AR | 0.18 | 0.08 | 73.4 | 1641
-32.25 | -62.75 | AR | 0.18 | 0.08 | 69.6 | 1644
-32.75 | -62.75 | AR | 0.18 | 0.08 | 69.4 | 1629
-33.25 | -62.25 | AR | 0.18 | 0.08 | 62.7 | 1560
-33.25 | -61.75 | AR | 0.18 | 0.08 | 57.9 | 1611
-33.25 | -61.25 | AR | 0.18 | 0.08 | 53.7 | 1599
-32.75 | -60.75 | AR | 0.18 | 0.08 | 49.4 | 675
-32.75 | -60.25 | AR | 0.18 | 0.08 | 45.4 | 231
-32.25 | -59.75 | AR | 0.18 | 0.08 | 39.5 | 1635
-32.75 | -59.75 | AR | 0.18 | 0.08 | 39.3 | 1410
-32.25 | -59.25 | AR | 0.18 | 0.08 | 35.5 | 1620
-32.75 | -59.25 | AR | 0.18 | 0.08 | 35.4 | 1638
-32.25 | -58.75 | AR | 0.18 | 0.08 | 28.9 | 1611
-31.25 | -58.25 | AR | 0.18 | 0.08 | 25 | 1521
-31.75 | -58.25 | AR | 0.18 | 0.08 | 25 | 1380
-30.25 | -55.75 | BR | 0.18 | 0.08 | 151.4 | 1644
-30.75 | -55.75 | BR | 0.18 | 0.08 | 149.4 | 1623
-31.75 | -53.25 | BR | 0.18 | 0.08 | 133.1 | 1497
-3.25 | -42.25 | BR | 0.18 | 0.08 | 157.1 | 1497
-8.75 | -38.25 | BR | 0.18 | 0.08 | 149.3 | 1350
-9.25 | -37.75 | BR | 0.18 | 0.08 | 192 | 1824
-7.25 | -35.75 | BR | 0.18 | 0.08 | 180.2 | 1794
-31.25 | -57.75 | UY | 0.18 | 0.08 | 134.9 | 1449
-31.75 | -57.75 | UY | 0.18 | 0.08 | 138.2 | 1500
-31.75 | -57.25 | UY | 0.18 | 0.08 | 152 | 1638
-31.25 | -56.75 | UY | 0.18 | 0.08 | 152.3 | 1644
-31.25 | -56.25 | UY | 0.18 | 0.08 | 150.7 | 1626
-20.25 | -60.25 | PY | 0.18 | 0.08 | 156.7 | 1626
-20.75 | -60.25 | PY | 0.18 | 0.08 | 146.5 | 1518
-43.75 | -69.25 | AR | 0.17 | 0.08 | 147 | 183
-44.25 | -69.25 | AR | 0.17 | 0.08 | 146.9 | 342
-44.75 | -69.25 | AR | 0.17 | 0.08 | 146.9 | 498
-22.75 | -62.25 | AR | 0.17 | 0.08 | 67.2 | 1587
-23.25 | -61.75 | AR | 0.17 | 0.08 | 60.4 | 1554
-30.25 | -55.25 | BR | 0.17 | 0.08 | 151.3 | 1668
-30.25 | -54.75 | BR | 0.17 | 0.08 | 133.1 | 1608
-30.75 | -54.25 | BR | 0.17 | 0.08 | 146.3 | 1614
-30.75 | -51.75 | BR | 0.17 | 0.08 | 112.4 | 1503
3.25 | -51.25 | BR | 0.17 | 0.08 | 28.7 | 303
-30.25 | -50.75 | BR | 0.17 | 0.08 | 80.5 | 1062
-16.75 | -39.25 | BR | 0.17 | 0.08 | 100 | 1065
-8.75 | -35.75 | BR | 0.17 | 0.08 | 151.7 | 1737
-22.75 | -61.75 | PY | 0.17 | 0.08 | 131.2 | 1371
-22.25 | -61.25 | PY | 0.17 | 0.08 | 115.5 | 1209
-22.75 | -61.25 | PY | 0.17 | 0.08 | 117.8 | 1230
-21.75 | -60.75 | PY | 0.17 | 0.08 | 136.6 | 1434
-22.25 | -60.75 | PY | 0.17 | 0.08 | 126 | 1311
-44.25 | -69.75 | AR | 0.16 | 0.08 | 152.2 | 483
-45.25 | -69.25 | AR | 0.16 | 0.08 | 146.9 | 312
-1.75 | -44.75 | BR | 0.16 | 0.08 | 56.7 | 528
-21.75 | -62.25 | PY | 0.16 | 0.08 | 155 | 1629
-22.25 | -62.25 | PY | 0.16 | 0.08 | 145 | 1527
-47.25 | -70.75 | AR | 0.15 | 0.08 | 296.6 | 543
-47.75 | -70.75 | AR | 0.15 | 0.08 | 290.6 | 339
-48.25 | -70.75 | AR | 0.15 | 0.08 | 285.1 | 672
-49.75 | -70.75 | AR | 0.15 | 0.08 | 269.3 | 933
-53.75 | -68.25 | AR | 0.11 | 0.08 | 135.6 | 1113
-52.75 | -71.75 | CL | 0.11 | 0.08 | 19.2 | 339
-52.25 | -73.75 | CL | 0.1 | 0.08 | 16.4 | 372
-54.75 | -69.25 | CL | 0.1 | 0.08 | 32.8 | 372
-39.25 | -68.75 | AR | 0.21 | 0.07 | 142.5 | 102
-37.75 | -67.75 | AR | 0.21 | 0.07 | 132.1 | 921
-36.75 | -67.25 | AR | 0.21 | 0.07 | 124.9 | 1140
-34.75 | -66.75 | AR | 0.21 | 0.07 | 115 | 396
-37.25 | -72.75 | CL | 0.21 | 0.07 | 36.2 | 399
-34.75 | -66.25 | AR | 0.2 | 0.07 | 106.6 | 1254
-5.25 | -39.25 | BR | 0.2 | 0.07 | 197.8 | 1827
-34.25 | -65.25 | AR | 0.19 | 0.07 | 91.7 | 1617
-7.75 | -40.25 | BR | 0.19 | 0.07 | 198.6 | 1788
-10.25 | -40.25 | BR | 0.19 | 0.07 | 194.9 | 1818
-3.75 | -39.75 | BR | 0.19 | 0.07 | 170.6 | 1662
-11.25 | -38.25 | BR | 0.19 | 0.07 | 182.1 | 1818
-6.75 | -36.25 | BR | 0.19 | 0.07 | 208.3 | 1833
-42.75 | -68.75 | AR | 0.18 | 0.07 | 142 | 270
-44.75 | -68.25 | AR | 0.18 | 0.07 | 136.7 | 549
-45.75 | -68.25 | AR | 0.18 | 0.07 | 136.5 | 294
-32.25 | -63.25 | AR | 0.18 | 0.07 | 73.6 | 1623
-31.25 | -62.75 | AR | 0.18 | 0.07 | 69.7 | 1665
-31.75 | -62.75 | AR | 0.18 | 0.07 | 69.6 | 1662
-31.75 | -62.25 | AR | 0.18 | 0.07 | 63.8 | 1668
-32.25 | -62.25 | AR | 0.18 | 0.07 | 63.2 | 1641
-32.75 | -62.25 | AR | 0.18 | 0.07 | 63.1 | 1626
-32.25 | -61.75 | AR | 0.18 | 0.07 | 57.9 | 1620
-32.75 | -61.75 | AR | 0.18 | 0.07 | 57.9 | 1629
-32.25 | -61.25 | AR | 0.18 | 0.07 | 53.8 | 1626
-32.75 | -61.25 | AR | 0.18 | 0.07 | 53.8 | 1623
-31.75 | -60.75 | AR | 0.18 | 0.07 | 49.8 | 750
-32.25 | -60.75 | AR | 0.18 | 0.07 | 49.5 | 462
-31.25 | -60.25 | AR | 0.18 | 0.07 | 46 | 723
-31.75 | -60.25 | AR | 0.18 | 0.07 | 45.8 | 1338
-32.25 | -60.25 | AR | 0.18 | 0.07 | 45.5 | 1533
-31.25 | -59.75 | AR | 0.18 | 0.07 | 40 | 1476
-31.75 | -59.75 | AR | 0.18 | 0.07 | 39.8 | 1656
-31.25 | -59.25 | AR | 0.18 | 0.07 | 35.7 | 1656
-31.75 | -59.25 | AR | 0.18 | 0.07 | 35.6 | 1653
-30.75 | -58.75 | AR | 0.18 | 0.07 | 29.3 | 1680
-31.25 | -58.75 | AR | 0.18 | 0.07 | 29.2 | 1665
-31.75 | -58.75 | AR | 0.18 | 0.07 | 29 | 1659
-30.25 | -58.25 | AR | 0.18 | 0.07 | 25.2 | 1674
-30.75 | -58.25 | AR | 0.18 | 0.07 | 25.1 | 1653
-30.25 | -57.75 | AR | 0.18 | 0.07 | 19.6 | 1530
-29.75 | -57.25 | AR | 0.18 | 0.07 | 16.2 | 1482
-29.25 | -56.75 | AR | 0.18 | 0.07 | 13.1 | 1569
-30.25 | -57.25 | BR | 0.18 | 0.07 | 138 | 1563
-29.75 | -56.75 | BR | 0.18 | 0.07 | 141.9 | 1617
-29.75 | -56.25 | BR | 0.18 | 0.07 | 152 | 1650
-30.25 | -56.25 | BR | 0.18 | 0.07 | 153.3 | 1644
-10.75 | -39.75 | BR | 0.18 | 0.07 | 189.3 | 1824
-8.75 | -37.75 | BR | 0.18 | 0.07 | 171.2 | 1530
-9.25 | -37.25 | BR | 0.18 | 0.07 | 195.8 | 1815
-7.75 | -35.75 | BR | 0.18 | 0.07 | 183.6 | 1830
-30.75 | -57.75 | UY | 0.18 | 0.07 | 128 | 1389
-30.75 | -57.25 | UY | 0.18 | 0.07 | 154.9 | 1656
-31.25 | -57.25 | UY | 0.18 | 0.07 | 151 | 1623
-30.25 | -56.75 | UY | 0.18 | 0.07 | 152.3 | 1635
-30.75 | -56.75 | UY | 0.18 | 0.07 | 155.5 | 1668
-30.75 | -56.25 | UY | 0.18 | 0.07 | 153.9 | 1650
-19.75 | -60.25 | PY | 0.18 | 0.07 | 160.1 | 1659
-20.25 | -59.75 | PY | 0.18 | 0.07 | 160.1 | 1638
-20.75 | -59.75 | PY | 0.18 | 0.07 | 140.8 | 1440
-21.25 | -59.75 | PY | 0.18 | 0.07 | 144 | 1482
-45.75 | -68.75 | AR | 0.17 | 0.07 | 141.6 | 636
-23.25 | -62.25 | AR | 0.17 | 0.07 | 67.2 | 1524
-23.75 | -62.25 | AR | 0.17 | 0.07 | 67.1 | 1110
-23.75 | -61.75 | AR | 0.17 | 0.07 | 60.2 | 783
-24.25 | -61.75 | AR | 0.17 | 0.07 | 60.2 | 816
-23.75 | -61.25 | AR | 0.17 | 0.07 | 56.5 | 1362
-28.75 | -56.25 | AR | 0.17 | 0.07 | 8.9 | 1569
-29.25 | -56.25 | BR | 0.17 | 0.07 | 121.3 | 1629
-29.25 | -55.75 | BR | 0.17 | 0.07 | 145.4 | 1659
-29.75 | -55.75 | BR | 0.17 | 0.07 | 150.1 | 1650
-29.75 | -55.25 | BR | 0.17 | 0.07 | 144 | 1620
-29.75 | -54.75 | BR | 0.17 | 0.07 | 139.8 | 1629
-30.25 | -54.25 | BR | 0.17 | 0.07 | 130 | 1632
-31.25 | -53.75 | BR | 0.17 | 0.07 | 138.7 | 1566
-31.25 | -52.75 | BR | 0.17 | 0.07 | 127.5 | 1539
2.25 | -50.75 | BR | 0.17 | 0.07 | 53.8 | 540
-17.75 | -39.75 | BR | 0.17 | 0.07 | 138.1 | 1467
-16.25 | -39.25 | BR | 0.17 | 0.07 | 100.6 | 1071
-9.25 | -36.25 | BR | 0.17 | 0.07 | 174.9 | 1797
-8.25 | -35.75 | BR | 0.17 | 0.07 | 181.3 | 1797
-23.25 | -61.25 | PY | 0.17 | 0.07 | 137.5 | 1425
-22.75 | -60.75 | PY | 0.17 | 0.07 | 129.8 | 1353
-23.25 | -60.75 | PY | 0.17 | 0.07 | 111.6 | 1161
-21.25 | -60.25 | PY | 0.17 | 0.07 | 152 | 1587
-21.75 | -60.25 | PY | 0.17 | 0.07 | 132.2 | 1380
-22.25 | -60.25 | PY | 0.17 | 0.07 | 138.2 | 1440
-22.75 | -60.25 | PY | 0.17 | 0.07 | 125.7 | 1308
0.25 | -49.75 | BR | 0.16 | 0.07 | 36.4 | 357
-20.75 | -62.25 | PY | 0.16 | 0.07 | 156.9 | 1650
-21.25 | -62.25 | PY | 0.16 | 0.07 | 155.7 | 1638
-41.25 | -73.25 | CL | 0.16 | 0.07 | 62 | 792
-50.25 | -71.25 | AR | 0.15 | 0.07 | 517.7 | 1098
-49.25 | -70.75 | AR | 0.15 | 0.07 | 277.9 | 978
-0.75 | -48.75 | BR | 0.15 | 0.07 | 65 | 654
-1.25 | -47.75 | BR | 0.15 | 0.07 | 138.4 | 1416
-53.25 | -72.75 | CL | 0.1 | 0.07 | 11.9 | 243
-54.75 | -68.75 | CL | 0.1 | 0.07 | 21.6 | 261
-35.75 | -72.25 | CL | 0.23 | 0.06 | 69.2 | 684
-39.75 | -69.25 | AR | 0.21 | 0.06 | 147.9 | 354
-38.25 | -68.25 | AR | 0.21 | 0.06 | 138 | 447
-35.25 | -67.25 | AR | 0.21 | 0.06 | 125.5 | 393
-35.75 | -67.25 | AR | 0.21 | 0.06 | 125.5 | 1497
-36.25 | -67.25 | AR | 0.21 | 0.06 | 125.4 | 1281
-40.75 | -69.75 | AR | 0.2 | 0.06 | 153.3 | 492
-41.75 | -67.25 | AR | 0.2 | 0.06 | 122.5 | 786
-5.75 | -39.25 | BR | 0.2 | 0.06 | 195.5 | 1791
-5.75 | -38.75 | BR | 0.2 | 0.06 | 195.9 | 1737
-5.75 | -37.75 | BR | 0.2 | 0.06 | 192.1 | 1689
-41.25 | -69.75 | AR | 0.19 | 0.06 | 153 | 510
-41.75 | -68.75 | AR | 0.19 | 0.06 | 142.1 | 726
-42.25 | -67.75 | AR | 0.19 | 0.06 | 131.6 | 588
-8.25 | -40.75 | BR | 0.19 | 0.06 | 194 | 1758
-8.75 | -40.75 | BR | 0.19 | 0.06 | 193.6 | 1746
-5.75 | -39.75 | BR | 0.19 | 0.06 | 189.5 | 1761
-6.25 | -39.75 | BR | 0.19 | 0.06 | 187.4 | 1695
-7.75 | -39.75 | BR | 0.19 | 0.06 | 190.5 | 1743
-8.25 | -39.25 | BR | 0.19 | 0.06 | 154.6 | 1416
-8.25 | -38.75 | BR | 0.19 | 0.06 | 146 | 1320
-10.75 | -38.75 | BR | 0.19 | 0.06 | 187.4 | 1824
-8.25 | -38.25 | BR | 0.19 | 0.06 | 154.5 | 1395
-10.75 | -38.25 | BR | 0.19 | 0.06 | 172.4 | 1806
-6.25 | -36.75 | BR | 0.19 | 0.06 | 169.5 | 1506
-6.75 | -36.75 | BR | 0.19 | 0.06 | 204.6 | 1800
-33.75 | -64.75 | AR | 0.18 | 0.06 | 84.7 | 1620
-33.25 | -64.25 | AR | 0.18 | 0.06 | 79.6 | 1596
-32.75 | -63.75 | AR | 0.18 | 0.06 | 76.7 | 1641
-30.25 | -62.75 | AR | 0.18 | 0.06 | 69.9 | 765
-30.75 | -62.75 | AR | 0.18 | 0.06 | 69.7 | 417
-30.25 | -62.25 | AR | 0.18 | 0.06 | 64.3 | 813
-30.75 | -62.25 | AR | 0.18 | 0.06 | 64 | 864
-31.25 | -62.25 | AR | 0.18 | 0.06 | 64 | 1653
-29.75 | -61.75 | AR | 0.18 | 0.06 | 58.9 | 1578
-30.25 | -61.75 | AR | 0.18 | 0.06 | 58.7 | 1644
-30.75 | -61.75 | AR | 0.18 | 0.06 | 58.5 | 1668
-31.25 | -61.75 | AR | 0.18 | 0.06 | 58.1 | 1653
-31.75 | -61.75 | AR | 0.18 | 0.06 | 58.1 | 1647
-29.25 | -61.25 | AR | 0.18 | 0.06 | 55.8 | 1620
-29.75 | -61.25 | AR | 0.18 | 0.06 | 55.3 | 1674
-30.25 | -61.25 | AR | 0.18 | 0.06 | 54.6 | 1635
-30.75 | -61.25 | AR | 0.18 | 0.06 | 54.6 | 1680
-31.25 | -61.25 | AR | 0.18 | 0.06 | 54.5 | 1650
-31.75 | -61.25 | AR | 0.18 | 0.06 | 54.2 | 1653
-29.25 | -60.75 | AR | 0.18 | 0.06 | 50.4 | 1551
-29.75 | -60.75 | AR | 0.18 | 0.06 | 50.3 | 1452
-30.25 | -60.75 | AR | 0.18 | 0.06 | 50 | 1581
-30.75 | -60.75 | AR | 0.18 | 0.06 | 50 | 1674
-31.25 | -60.75 | AR | 0.18 | 0.06 | 49.8 | 1518
-29.25 | -60.25 | AR | 0.18 | 0.06 | 46.6 | 1395
-29.75 | -60.25 | AR | 0.18 | 0.06 | 46.6 | 1515
-30.25 | -60.25 | AR | 0.18 | 0.06 | 46.3 | 1542
-30.75 | -60.25 | AR | 0.18 | 0.06 | 46.2 | 1458
-29.75 | -59.75 | AR | 0.18 | 0.06 | 40.4 | 606
-30.25 | -59.75 | AR | 0.18 | 0.06 | 40.3 | 450
-30.75 | -59.75 | AR | 0.18 | 0.06 | 40.2 | 540
-29.75 | -59.25 | AR | 0.18 | 0.06 | 35.9 | 1479
-30.25 | -59.25 | AR | 0.18 | 0.06 | 35.8 | 1566
-30.75 | -59.25 | AR | 0.18 | 0.06 | 35.8 | 1677
-29.75 | -58.75 | AR | 0.18 | 0.06 | 29.9 | 1536
-30.25 | -58.75 | AR | 0.18 | 0.06 | 29.8 | 1680
-29.25 | -58.25 | AR | 0.18 | 0.06 | 25.2 | 1692
-29.75 | -58.25 | AR | 0.18 | 0.06 | 25.2 | 1686
-29.25 | -57.75 | AR | 0.18 | 0.06 | 20 | 1695
-29.75 | -57.75 | AR | 0.18 | 0.06 | 19.7 | 1668
-29.25 | -57.25 | AR | 0.18 | 0.06 | 16.8 | 1638
-10.75 | -70.25 | BR | 0.18 | 0.06 | 0.3 | 3
-10.75 | -40.25 | BR | 0.18 | 0.06 | 194 | 1809
-10.75 | -39.25 | BR | 0.18 | 0.06 | 187.2 | 1806
-11.75 | -38.75 | BR | 0.18 | 0.06 | 183.8 | 1830
-7.25 | -36.75 | BR | 0.18 | 0.06 | 199.3 | 1764
-9.25 | -36.75 | BR | 0.18 | 0.06 | 191.9 | 1815
-21.75 | -59.75 | PY | 0.18 | 0.06 | 141.2 | 1455
-22.25 | -59.75 | PY | 0.18 | 0.06 | 150.9 | 1563
-20.25 | -59.25 | PY | 0.18 | 0.06 | 160.9 | 1644
-20.75 | -59.25 | PY | 0.18 | 0.06 | 159.1 | 1626
-21.25 | -59.25 | PY | 0.18 | 0.06 | 150.7 | 1551
-21.75 | -59.25 | PY | 0.18 | 0.06 | 149.2 | 1536
-22.25 | -59.25 | PY | 0.18 | 0.06 | 139.7 | 1446
-22.75 | -59.25 | PY | 0.18 | 0.06 | 150.1 | 1554
-23.25 | -59.25 | PY | 0.18 | 0.06 | 139.5 | 1443
-21.75 | -58.75 | PY | 0.18 | 0.06 | 142.8 | 1458
-22.25 | -58.75 | PY | 0.18 | 0.06 | 127.9 | 1317
-40.25 | -73.25 | CL | 0.18 | 0.06 | 15.3 | 210
-43.25 | -69.25 | AR | 0.17 | 0.06 | 147.5 | 501
-44.75 | -68.75 | AR | 0.17 | 0.06 | 141.7 | 660
-45.25 | -68.75 | AR | 0.17 | 0.06 | 141.7 | 531
-31.75 | -63.25 | AR | 0.17 | 0.06 | 73.6 | 1662
-22.75 | -62.75 | AR | 0.17 | 0.06 | 71.4 | 1374
-23.25 | -62.75 | AR | 0.17 | 0.06 | 71.4 | 1449
-28.75 | -62.75 | AR | 0.17 | 0.06 | 70 | 1536
-29.25 | -62.75 | AR | 0.17 | 0.06 | 70 | 1518
-29.75 | -62.75 | AR | 0.17 | 0.06 | 69.9 | 1365
-24.25 | -62.25 | AR | 0.17 | 0.06 | 66.7 | 1152
-27.75 | -62.25 | AR | 0.17 | 0.06 | 66.1 | 1623
-28.25 | -62.25 | AR | 0.17 | 0.06 | 65.7 | 1428
-28.75 | -62.25 | AR | 0.17 | 0.06 | 65.3 | 1536
-29.25 | -62.25 | AR | 0.17 | 0.06 | 65.3 | 1524
-29.75 | -62.25 | AR | 0.17 | 0.06 | 64.8 | 1305
-27.75 | -61.75 | AR | 0.17 | 0.06 | 59.2 | 1581
-28.25 | -61.75 | AR | 0.17 | 0.06 | 59.1 | 1554
-28.75 | -61.75 | AR | 0.17 | 0.06 | 59.1 | 1554
-29.25 | -61.75 | AR | 0.17 | 0.06 | 59.1 | 1533
-24.25 | -61.25 | AR | 0.17 | 0.06 | 56.5 | 1452
-24.75 | -61.25 | AR | 0.17 | 0.06 | 56.4 | 1587
-28.25 | -61.25 | AR | 0.17 | 0.06 | 56 | 1623
-28.75 | -61.25 | AR | 0.17 | 0.06 | 55.9 | 1635
-24.25 | -60.75 | AR | 0.17 | 0.06 | 51.9 | 1590
-24.75 | -60.75 | AR | 0.17 | 0.06 | 51.8 | 1590
-28.75 | -60.75 | AR | 0.17 | 0.06 | 50.7 | 1500
-24.25 | -60.25 | AR | 0.17 | 0.06 | 47.7 | 1587
-28.25 | -57.25 | AR | 0.17 | 0.06 | 17.4 | 570
-28.75 | -57.25 | AR | 0.17 | 0.06 | 17.2 | 1554
-28.25 | -56.75 | AR | 0.17 | 0.06 | 13.8 | 1140
-28.75 | -56.75 | AR | 0.17 | 0.06 | 13.4 | 1707
-28.25 | -56.25 | AR | 0.17 | 0.06 | 10.3 | 1449
-28.25 | -55.75 | BR | 0.17 | 0.06 | 128.1 | 1437
-28.75 | -55.75 | BR | 0.17 | 0.06 | 132.7 | 1677
-28.75 | -55.25 | BR | 0.17 | 0.06 | 152.6 | 1683
-29.25 | -55.25 | BR | 0.17 | 0.06 | 142.7 | 1623
-29.25 | -54.75 | BR | 0.17 | 0.06 | 134.3 | 1596
-29.75 | -54.25 | BR | 0.17 | 0.06 | 144.7 | 1638
-30.25 | -53.75 | BR | 0.17 | 0.06 | 126.8 | 1593
-30.75 | -53.75 | BR | 0.17 | 0.06 | 141 | 1566
-31.25 | -53.25 | BR | 0.17 | 0.06 | 112.5 | 1269
-30.75 | -52.25 | BR | 0.17 | 0.06 | 128.1 | 1455
2.75 | -51.25 | BR | 0.17 | 0.06 | 13.2 | 138
-2.75 | -43.25 | BR | 0.17 | 0.06 | 133.3 | 939
-22.75 | -42.75 | BR | 0.17 | 0.06 | 67.8 | 762
-12.75 | -39.25 | BR | 0.17 | 0.06 | 167.1 | 1752
-13.25 | -39.25 | BR | 0.17 | 0.06 | 148.7 | 1560
-13.75 | -39.25 | BR | 0.17 | 0.06 | 103 | 1080
-14.25 | -39.25 | BR | 0.17 | 0.06 | 73.8 | 774
-14.75 | -39.25 | BR | 0.17 | 0.06 | 50.2 | 522
-15.25 | -39.25 | BR | 0.17 | 0.06 | 54.5 | 576
-15.75 | -39.25 | BR | 0.17 | 0.06 | 120.4 | 1272
-23.75 | -60.75 | PY | 0.17 | 0.06 | 137.3 | 1425
-23.25 | -60.25 | PY | 0.17 | 0.06 | 122.7 | 1275
-23.75 | -60.25 | PY | 0.17 | 0.06 | 153.3 | 1593
-22.75 | -59.75 | PY | 0.17 | 0.06 | 143.4 | 1485
-23.25 | -59.75 | PY | 0.17 | 0.06 | 146.9 | 1521
-23.75 | -59.75 | PY | 0.17 | 0.06 | 157.3 | 1626
-43.75 | -69.75 | AR | 0.16 | 0.06 | 152.6 | 486
-24.75 | -62.75 | AR | 0.16 | 0.06 | 70.9 | 789
-25.25 | -62.75 | AR | 0.16 | 0.06 | 70.7 | 1314
-25.75 | -62.75 | AR | 0.16 | 0.06 | 70.6 | 1173
-26.25 | -62.75 | AR | 0.16 | 0.06 | 70.6 | 1236
-24.75 | -62.25 | AR | 0.16 | 0.06 | 66.6 | 480
-25.25 | -62.25 | AR | 0.16 | 0.06 | 66.5 | 705
-25.75 | -62.25 | AR | 0.16 | 0.06 | 66.4 | 1119
-24.75 | -61.75 | AR | 0.16 | 0.06 | 60.1 | 1449
-25.25 | -61.75 | AR | 0.16 | 0.06 | 60 | 1497
0.75 | -50.25 | BR | 0.16 | 0.06 | 30.6 | 315
-48.75 | -70.75 | AR | 0.15 | 0.06 | 279.2 | 837
-44.25 | -70.25 | AR | 0.15 | 0.06 | 161.7 | 573
-50.75 | -71.75 | AR | 0.14 | 0.06 | 747.6 | 1191
-44.75 | -70.75 | AR | 0.14 | 0.06 | 343.3 | 708
-53.75 | -69.75 | CL | 0.1 | 0.06 | 20.5 | 348
-38.75 | -68.75 | AR | 0.21 | 0.05 | 142.5 | 96
-37.25 | -67.75 | AR | 0.21 | 0.05 | 132.1 | 1029
-34.75 | -67.25 | AR | 0.21 | 0.05 | 125.8 | 78
-34.25 | -66.75 | AR | 0.21 | 0.05 | 115.2 | 696
-37.75 | -72.75 | CL | 0.21 | 0.05 | 36.1 | 405
-40.25 | -69.75 | AR | 0.2 | 0.05 | 153.3 | 522
-41.75 | -67.75 | AR | 0.2 | 0.05 | 131.6 | 1137
-34.25 | -66.25 | AR | 0.2 | 0.05 | 106.7 | 1347
-5.75 | -38.25 | BR | 0.2 | 0.05 | 152.2 | 1329
-41.75 | -69.25 | AR | 0.19 | 0.05 | 147.6 | 555
-42.25 | -68.75 | AR | 0.19 | 0.05 | 142.1 | 579
-41.75 | -68.25 | AR | 0.19 | 0.05 | 137.3 | 804
-42.25 | -68.25 | AR | 0.19 | 0.05 | 137.3 | 699
-34.25 | -65.75 | AR | 0.19 | 0.05 | 99.6 | 1611
-9.75 | -43.25 | BR | 0.19 | 0.05 | 202.2 | 1827
-9.75 | -42.75 | BR | 0.19 | 0.05 | 187.3 | 1665
-9.75 | -42.25 | BR | 0.19 | 0.05 | 145.5 | 1293
-8.25 | -41.25 | BR | 0.19 | 0.05 | 183.1 | 1629
-7.75 | -40.75 | BR | 0.19 | 0.05 | 188.7 | 1710
-9.25 | -40.75 | BR | 0.19 | 0.05 | 170 | 1518
-9.75 | -40.75 | BR | 0.19 | 0.05 | 198.5 | 1773
-6.25 | -40.25 | BR | 0.19 | 0.05 | 143 | 1296
-7.25 | -40.25 | BR | 0.19 | 0.05 | 197.7 | 1776
-5.25 | -39.75 | BR | 0.19 | 0.05 | 174.7 | 1665
-6.75 | -39.75 | BR | 0.19 | 0.05 | 192.7 | 1740
-7.25 | -39.75 | BR | 0.19 | 0.05 | 196.9 | 1803
-6.25 | -39.25 | BR | 0.19 | 0.05 | 187.3 | 1782
-7.75 | -39.25 | BR | 0.19 | 0.05 | 169.8 | 1560
-7.25 | -37.75 | BR | 0.19 | 0.05 | 184.3 | 1605
-7.75 | -37.75 | BR | 0.19 | 0.05 | 198 | 1728
-6.25 | -37.25 | BR | 0.19 | 0.05 | 198.7 | 1704
-6.75 | -37.25 | BR | 0.19 | 0.05 | 198.4 | 1698
-7.25 | -37.25 | BR | 0.19 | 0.05 | 200.1 | 1740
-20.25 | -58.75 | PY | 0.19 | 0.05 | 131.9 | 1341
-20.75 | -58.75 | PY | 0.19 | 0.05 | 151.9 | 1545
-21.25 | -58.25 | PY | 0.19 | 0.05 | 154.6 | 1578
-21.75 | -58.25 | PY | 0.19 | 0.05 | 145 | 1482
-42.75 | -69.25 | AR | 0.18 | 0.05 | 147.6 | 462
-45.25 | -68.25 | AR | 0.18 | 0.05 | 136.7 | 675
-26.75 | -63.75 | AR | 0.18 | 0.05 | 77.6 | 1503
-27.25 | -63.75 | AR | 0.18 | 0.05 | 77.4 | 1482
-30.75 | -63.25 | AR | 0.18 | 0.05 | 73.8 | 1422
-31.25 | -63.25 | AR | 0.18 | 0.05 | 73.7 | 1656
-28.75 | -60.25 | AR | 0.18 | 0.05 | 46.7 | 1371
-28.75 | -59.75 | AR | 0.18 | 0.05 | 40.6 | 1599
-29.25 | -59.75 | AR | 0.18 | 0.05 | 40.6 | 1155
-28.75 | -59.25 | AR | 0.18 | 0.05 | 36.4 | 1128
-29.25 | -59.25 | AR | 0.18 | 0.05 | 36.2 | 1011
-28.75 | -58.75 | AR | 0.18 | 0.05 | 30.6 | 1566
-29.25 | -58.75 | AR | 0.18 | 0.05 | 30 | 1599
-25.25 | -58.25 | AR | 0.18 | 0.05 | 26.6 | 1656
-28.75 | -58.25 | AR | 0.18 | 0.05 | 25.5 | 1362
-10.25 | -43.25 | BR | 0.18 | 0.05 | 194.8 | 1731
-10.25 | -42.75 | BR | 0.18 | 0.05 | 188.3 | 1644
-11.25 | -40.25 | BR | 0.18 | 0.05 | 183.5 | 1791
-11.25 | -39.75 | BR | 0.18 | 0.05 | 181 | 1824
-11.25 | -39.25 | BR | 0.18 | 0.05 | 177.2 | 1818
-11.75 | -39.25 | BR | 0.18 | 0.05 | 181.2 | 1827
-11.25 | -38.75 | BR | 0.18 | 0.05 | 183.1 | 1821
-8.25 | -37.75 | BR | 0.18 | 0.05 | 166.3 | 1488
-7.75 | -37.25 | BR | 0.18 | 0.05 | 184.6 | 1602
-8.25 | -37.25 | BR | 0.18 | 0.05 | 181.6 | 1623
-8.75 | -37.25 | BR | 0.18 | 0.05 | 194.3 | 1803
-7.75 | -36.75 | BR | 0.18 | 0.05 | 188.2 | 1668
-8.75 | -36.75 | BR | 0.18 | 0.05 | 192.9 | 1842
-7.25 | -36.25 | BR | 0.18 | 0.05 | 201.6 | 1788
-19.75 | -59.75 | PY | 0.18 | 0.05 | 144.7 | 1482
-21.25 | -58.75 | PY | 0.18 | 0.05 | 147.9 | 1509
-22.75 | -58.75 | PY | 0.18 | 0.05 | 140.8 | 1449
-23.25 | -58.75 | PY | 0.18 | 0.05 | 151.8 | 1566
-23.75 | -58.75 | PY | 0.18 | 0.05 | 159.5 | 1644
-22.25 | -58.25 | PY | 0.18 | 0.05 | 134.5 | 1386
-22.75 | -58.25 | PY | 0.18 | 0.05 | 144.2 | 1485
-23.25 | -58.25 | PY | 0.18 | 0.05 | 157.4 | 1623
-23.75 | -58.25 | PY | 0.18 | 0.05 | 158.2 | 1632
-24.25 | -58.25 | PY | 0.18 | 0.05 | 160.3 | 1659
-24.75 | -58.25 | PY | 0.18 | 0.05 | 159.6 | 1653
-40.75 | -73.25 | CL | 0.18 | 0.05 | 54.5 | 666
-27.75 | -63.75 | AR | 0.17 | 0.05 | 77.4 | 1554
-28.25 | -63.75 | AR | 0.17 | 0.05 | 77.3 | 1545
-28.75 | -63.75 | AR | 0.17 | 0.05 | 77.3 | 1551
-25.75 | -63.25 | AR | 0.17 | 0.05 | 75 | 1290
-26.25 | -63.25 | AR | 0.17 | 0.05 | 74.9 | 1449
-26.75 | -63.25 | AR | 0.17 | 0.05 | 74.8 | 1554
-27.25 | -63.25 | AR | 0.17 | 0.05 | 74.8 | 1554
-27.75 | -63.25 | AR | 0.17 | 0.05 | 74.6 | 1551
-28.25 | -63.25 | AR | 0.17 | 0.05 | 74.6 | 1539
-28.75 | -63.25 | AR | 0.17 | 0.05 | 74.5 | 1533
-29.25 | -63.25 | AR | 0.17 | 0.05 | 74.4 | 1494
-29.75 | -63.25 | AR | 0.17 | 0.05 | 74.3 | 1527
-30.25 | -63.25 | AR | 0.17 | 0.05 | 74 | 1293
-23.75 | -62.75 | AR | 0.17 | 0.05 | 71.2 | 1527
-24.25 | -62.75 | AR | 0.17 | 0.05 | 71 | 1341
-27.25 | -62.75 | AR | 0.17 | 0.05 | 70.4 | 1554
-27.75 | -62.75 | AR | 0.17 | 0.05 | 70.3 | 1557
-28.25 | -62.75 | AR | 0.17 | 0.05 | 70.3 | 1545
-27.25 | -61.25 | AR | 0.17 | 0.05 | 56.2 | 1545
-27.75 | -61.25 | AR | 0.17 | 0.05 | 56.1 | 1581
-25.25 | -60.75 | AR | 0.17 | 0.05 | 51.7 | 1545
-25.75 | -60.75 | AR | 0.17 | 0.05 | 51.7 | 1545
-26.25 | -60.75 | AR | 0.17 | 0.05 | 51.6 | 1506
-26.75 | -60.75 | AR | 0.17 | 0.05 | 51.4 | 1524
-27.25 | -60.75 | AR | 0.17 | 0.05 | 51.4 | 1524
-27.75 | -60.75 | AR | 0.17 | 0.05 | 51 | 1605
-28.25 | -60.75 | AR | 0.17 | 0.05 | 50.7 | 1626
-24.75 | -60.25 | AR | 0.17 | 0.05 | 47.6 | 1599
-25.25 | -60.25 | AR | 0.17 | 0.05 | 47.5 | 1518
-25.75 | -60.25 | AR | 0.17 | 0.05 | 47.2 | 1527
-26.25 | -60.25 | AR | 0.17 | 0.05 | 47.2 | 1554
-26.75 | -60.25 | AR | 0.17 | 0.05 | 47.2 | 1584
-27.25 | -60.25 | AR | 0.17 | 0.05 | 47 | 1575
-27.75 | -60.25 | AR | 0.17 | 0.05 | 46.9 | 1641
-28.25 | -60.25 | AR | 0.17 | 0.05 | 46.9 | 1611
-24.25 | -59.75 | AR | 0.17 | 0.05 | 43 | 1620
-24.75 | -59.75 | AR | 0.17 | 0.05 | 42.9 | 1539
-25.25 | -59.75 | AR | 0.17 | 0.05 | 42.8 | 1608
-25.75 | -59.75 | AR | 0.17 | 0.05 | 42 | 1473
-26.25 | -59.75 | AR | 0.17 | 0.05 | 42 | 1440
-26.75 | -59.75 | AR | 0.17 | 0.05 | 42 | 1533
-27.25 | -59.75 | AR | 0.17 | 0.05 | 41 | 1569
-27.75 | -59.75 | AR | 0.17 | 0.05 | 40.9 | 1626
-28.25 | -59.75 | AR | 0.17 | 0.05 | 40.7 | 1626
-24.75 | -59.25 | AR | 0.17 | 0.05 | 37.6 | 1605
-25.25 | -59.25 | AR | 0.17 | 0.05 | 37.6 | 1521
-25.75 | -59.25 | AR | 0.17 | 0.05 | 37.4 | 1470
-26.25 | -59.25 | AR | 0.17 | 0.05 | 37.3 | 1557
-26.75 | -59.25 | AR | 0.17 | 0.05 | 37.3 | 1551
-27.25 | -59.25 | AR | 0.17 | 0.05 | 37 | 1563
-27.75 | -59.25 | AR | 0.17 | 0.05 | 37 | 1611
-28.25 | -59.25 | AR | 0.17 | 0.05 | 36.8 | 1155
-25.25 | -58.75 | AR | 0.17 | 0.05 | 33.3 | 1575
-25.75 | -58.75 | AR | 0.17 | 0.05 | 33 | 1563
-26.25 | -58.75 | AR | 0.17 | 0.05 | 32.8 | 1656
-26.75 | -58.75 | AR | 0.17 | 0.05 | 32.3 | 1569
-27.25 | -58.75 | AR | 0.17 | 0.05 | 32 | 1107
-27.75 | -58.75 | AR | 0.17 | 0.05 | 31.1 | 1212
-28.25 | -58.75 | AR | 0.17 | 0.05 | 31 | 1398
-26.75 | -58.25 | AR | 0.17 | 0.05 | 26.2 | 1344
-27.75 | -58.25 | AR | 0.17 | 0.05 | 26.2 | 1548
-27.75 | -58.25 | AR | 0.17 | 0.05 | 26.2 | 1548
-28.25 | -58.25 | AR | 0.17 | 0.05 | 25.9 | 1338
-27.75 | -57.75 | AR | 0.17 | 0.05 | 20.8 | 1323
-28.25 | -57.75 | AR | 0.17 | 0.05 | 20.7 | 1230
-28.75 | -57.75 | AR | 0.17 | 0.05 | 20.1 | 1209
-27.75 | -57.25 | AR | 0.17 | 0.05 | 17.8 | 1173
-27.75 | -56.75 | AR | 0.17 | 0.05 | 14.5 | 672
-27.75 | -56.25 | AR | 0.17 | 0.05 | 10.7 | 1227
-27.75 | -55.75 | AR | 0.17 | 0.05 | 8.8 | 1278
-27.75 | -55.25 | AR | 0.17 | 0.05 | 8.4 | 1035
-28.25 | -55.25 | BR | 0.17 | 0.05 | 140.5 | 1653
-27.75 | -54.75 | BR | 0.17 | 0.05 | 90.7 | 1443
-28.25 | -54.75 | BR | 0.17 | 0.05 | 94.6 | 1638
-28.75 | -54.75 | BR | 0.17 | 0.05 | 127.6 | 1692
-27.75 | -54.25 | BR | 0.17 | 0.05 | 79 | 1638
-28.25 | -54.25 | BR | 0.17 | 0.05 | 85.5 | 1635
-28.75 | -54.25 | BR | 0.17 | 0.05 | 86.2 | 1692
-29.25 | -54.25 | BR | 0.17 | 0.05 | 121.1 | 1620
-28.25 | -53.75 | BR | 0.17 | 0.05 | 77.6 | 1632
-28.75 | -53.75 | BR | 0.17 | 0.05 | 81.5 | 1671
-29.25 | -53.75 | BR | 0.17 | 0.05 | 95.2 | 1647
-29.75 | -53.75 | BR | 0.17 | 0.05 | 116.6 | 1410
-28.75 | -53.25 | BR | 0.17 | 0.05 | 74.3 | 1560
-29.25 | -53.25 | BR | 0.17 | 0.05 | 92.2 | 1455
-29.75 | -53.25 | BR | 0.17 | 0.05 | 96.9 | 1371
-30.25 | -53.25 | BR | 0.17 | 0.05 | 125.5 | 1596
-30.75 | -53.25 | BR | 0.17 | 0.05 | 141.2 | 1575
-30.75 | -52.75 | BR | 0.17 | 0.05 | 101 | 1152
-30.25 | -51.25 | BR | 0.17 | 0.05 | 69.6 | 882
-29.75 | -50.25 | BR | 0.17 | 0.05 | 43.6 | 522
-19.75 | -40.25 | BR | 0.17 | 0.05 | 126 | 1371
-12.25 | -39.25 | BR | 0.17 | 0.05 | 175.4 | 1806
-23.75 | -59.25 | PY | 0.17 | 0.05 | 143.6 | 1485
-24.25 | -59.25 | PY | 0.17 | 0.05 | 156.9 | 1623
-24.25 | -58.75 | PY | 0.17 | 0.05 | 162.7 | 1683
-24.75 | -58.75 | PY | 0.17 | 0.05 | 160.9 | 1668
-27.25 | -58.25 | PY | 0.17 | 0.05 | 134.7 | 1419
-26.75 | -57.75 | PY | 0.17 | 0.05 | 139 | 1482
-27.25 | -57.75 | PY | 0.17 | 0.05 | 114 | 1230
-26.75 | -57.25 | PY | 0.17 | 0.05 | 150.7 | 1620
-27.25 | -57.25 | PY | 0.17 | 0.05 | 113.6 | 1206
-26.75 | -56.75 | PY | 0.17 | 0.05 | 151.5 | 1623
-27.25 | -56.75 | PY | 0.17 | 0.05 | 121 | 1290
-27.25 | -56.25 | PY | 0.17 | 0.05 | 102.8 | 1122
-27.25 | -55.75 | PY | 0.17 | 0.05 | 101.7 | 1248
-22.25 | -62.75 | AR | 0.16 | 0.05 | 71.4 | 1398
-26.75 | -62.75 | AR | 0.16 | 0.05 | 70.5 | 1557
-26.25 | -62.25 | AR | 0.16 | 0.05 | 66.4 | 1362
-26.75 | -62.25 | AR | 0.16 | 0.05 | 66.3 | 1545
-27.25 | -62.25 | AR | 0.16 | 0.05 | 66.2 | 1533
-25.75 | -61.75 | AR | 0.16 | 0.05 | 59.7 | 1563
-26.25 | -61.75 | AR | 0.16 | 0.05 | 59.5 | 1479
-26.75 | -61.75 | AR | 0.16 | 0.05 | 59.4 | 1554
-27.25 | -61.75 | AR | 0.16 | 0.05 | 59.4 | 1551
-25.25 | -61.25 | AR | 0.16 | 0.05 | 56.4 | 1587
-25.75 | -61.25 | AR | 0.16 | 0.05 | 56.3 | 1515
-26.25 | -61.25 | AR | 0.16 | 0.05 | 56.3 | 1533
-26.75 | -61.25 | AR | 0.16 | 0.05 | 56.3 | 1542
1.75 | -50.75 | BR | 0.16 | 0.05 | 53.4 | 567
-1.25 | -48.25 | BR | 0.15 | 0.05 | 67.6 | 672
-45.75 | -71.25 | AR | 0.14 | 0.05 | 620.9 | 594
-54.25 | -67.75 | AR | 0.11 | 0.05 | 128.9 | 528
-53.75 | -69.25 | CL | 0.11 | 0.05 | 44.7 | 759
-53.75 | -68.75 | CL | 0.11 | 0.05 | 61.1 | 1035
-34.25 | -71.75 | CL | 0.24 | 0.04 | 108.2 | 1089
-39.25 | -69.25 | AR | 0.21 | 0.04 | 148.1 | 87
-37.75 | -68.25 | AR | 0.21 | 0.04 | 138.1 | 384
-36.75 | -67.75 | AR | 0.21 | 0.04 | 132.3 | 1200
-34.25 | -67.25 | AR | 0.21 | 0.04 | 126.1 | 531
-38.25 | -72.75 | CL | 0.2 | 0.04 | 50.9 | 618
-38.75 | -72.75 | CL | 0.2 | 0.04 | 100 | 1137
-20.75 | -57.75 | BR | 0.19 | 0.04 | 127.9 | 1293
-21.25 | -57.75 | BR | 0.19 | 0.04 | 135.9 | 1380
-21.75 | -57.75 | BR | 0.19 | 0.04 | 148.2 | 1503
-22.75 | -54.25 | BR | 0.19 | 0.04 | 156.6 | 1689
-9.25 | -43.25 | BR | 0.19 | 0.04 | 202.4 | 1833
-9.25 | -42.75 | BR | 0.19 | 0.04 | 201.7 | 1794
-8.75 | -42.25 | BR | 0.19 | 0.04 | 198.4 | 1803
-9.25 | -42.25 | BR | 0.19 | 0.04 | 164.1 | 1458
-10.25 | -42.25 | BR | 0.19 | 0.04 | 146.2 | 1272
-8.25 | -41.75 | BR | 0.19 | 0.04 | 203.1 | 1806
-8.75 | -41.75 | BR | 0.19 | 0.04 | 177.5 | 1578
-9.25 | -41.75 | BR | 0.19 | 0.04 | 157 | 1368
-9.75 | -41.75 | BR | 0.19 | 0.04 | 106.3 | 918
-10.25 | -41.75 | BR | 0.19 | 0.04 | 169.4 | 1485
-7.75 | -41.25 | BR | 0.19 | 0.04 | 197.8 | 1770
-8.75 | -41.25 | BR | 0.19 | 0.04 | 192.2 | 1710
-9.25 | -41.25 | BR | 0.19 | 0.04 | 173.4 | 1500
-9.75 | -41.25 | BR | 0.19 | 0.04 | 163.5 | 1419
-7.25 | -40.75 | BR | 0.19 | 0.04 | 183.6 | 1653
-10.25 | -40.75 | BR | 0.19 | 0.04 | 189.6 | 1767
-3.75 | -40.25 | BR | 0.19 | 0.04 | 186.5 | 1746
-5.75 | -40.25 | BR | 0.19 | 0.04 | 179.7 | 1623
-6.75 | -40.25 | BR | 0.19 | 0.04 | 155.9 | 1416
-4.75 | -39.75 | BR | 0.19 | 0.04 | 182.2 | 1701
-6.25 | -38.75 | BR | 0.19 | 0.04 | 177.1 | 1557
-7.75 | -38.75 | BR | 0.19 | 0.04 | 172.5 | 1545
-7.25 | -38.25 | BR | 0.19 | 0.04 | 193 | 1731
-7.75 | -38.25 | BR | 0.19 | 0.04 | 188.8 | 1695
-6.75 | -37.75 | BR | 0.19 | 0.04 | 184.2 | 1578
-19.75 | -58.75 | PY | 0.19 | 0.04 | 83.6 | 849
-20.25 | -58.25 | PY | 0.19 | 0.04 | 123.6 | 1257
-20.75 | -58.25 | PY | 0.19 | 0.04 | 136 | 1383
-22.25 | -57.75 | PY | 0.19 | 0.04 | 140.5 | 1437
-41.75 | -69.75 | AR | 0.18 | 0.04 | 153 | 459
-42.25 | -69.25 | AR | 0.18 | 0.04 | 147.6 | 318
-33.75 | -65.25 | AR | 0.18 | 0.04 | 91.7 | 1587
-27.25 | -64.25 | AR | 0.18 | 0.04 | 80.9 | 1530
-27.75 | -64.25 | AR | 0.18 | 0.04 | 80.9 | 1494
-26.25 | -63.75 | AR | 0.18 | 0.04 | 77.7 | 1317
-25.25 | -57.75 | AR | 0.18 | 0.04 | 20.9 | 1416
-10.75 | -69.75 | BR | 0.18 | 0.04 | 5.1 | 54
-14.75 | -44.25 | BR | 0.18 | 0.04 | 191.1 | 1740
-9.75 | -43.75 | BR | 0.18 | 0.04 | 200.1 | 1806
-10.25 | -43.75 | BR | 0.18 | 0.04 | 179.5 | 1596
-3.25 | -42.75 | BR | 0.18 | 0.04 | 170.1 | 1581
-22.25 | -41.75 | BR | 0.18 | 0.04 | 96 | 1020
-21.75 | -41.25 | BR | 0.18 | 0.04 | 125.8 | 1491
-10.75 | -40.75 | BR | 0.18 | 0.04 | 188.8 | 1761
-20.75 | -40.75 | BR | 0.18 | 0.04 | 100.3 | 1107
-8.25 | -36.75 | BR | 0.18 | 0.04 | 193.7 | 1776
-7.75 | -36.25 | BR | 0.18 | 0.04 | 199.5 | 1767
-19.75 | -59.25 | PY | 0.18 | 0.04 | 127.5 | 1305
-22.75 | -57.75 | PY | 0.18 | 0.04 | 133.5 | 1365
-23.25 | -57.75 | PY | 0.18 | 0.04 | 146.9 | 1506
-23.75 | -57.75 | PY | 0.18 | 0.04 | 159.4 | 1635
-24.25 | -57.75 | PY | 0.18 | 0.04 | 163.1 | 1683
-24.75 | -57.75 | PY | 0.18 | 0.04 | 161 | 1662
-25.75 | -57.75 | PY | 0.18 | 0.04 | 141.1 | 1473
-23.25 | -57.25 | PY | 0.18 | 0.04 | 159.3 | 1635
-23.75 | -57.25 | PY | 0.18 | 0.04 | 154.1 | 1590
-24.25 | -57.25 | PY | 0.18 | 0.04 | 155.6 | 1608
-24.75 | -57.25 | PY | 0.18 | 0.04 | 155.3 | 1614
-25.25 | -57.25 | PY | 0.18 | 0.04 | 145.6 | 1518
-25.75 | -57.25 | PY | 0.18 | 0.04 | 153.7 | 1605
-26.25 | -57.25 | PY | 0.18 | 0.04 | 148.8 | 1563
-25.75 | -56.75 | PY | 0.18 | 0.04 | 152.2 | 1593
-26.25 | -56.75 | PY | 0.18 | 0.04 | 148.3 | 1569
-26.25 | -56.25 | PY | 0.18 | 0.04 | 152.4 | 1617
-26.25 | -55.75 | PY | 0.18 | 0.04 | 104.5 | 1221
-25.25 | -55.25 | PY | 0.18 | 0.04 | 96.2 | 1383
-25.75 | -55.25 | PY | 0.18 | 0.04 | 95.5 | 1617
-25.25 | -54.75 | PY | 0.18 | 0.04 | 76.3 | 1308
-25.75 | -54.75 | PY | 0.18 | 0.04 | 75.7 | 1272
-43.25 | -69.75 | AR | 0.17 | 0.04 | 152.7 | 492
-28.25 | -64.25 | AR | 0.17 | 0.04 | 80.8 | 1545
-28.75 | -64.25 | AR | 0.17 | 0.04 | 80.8 | 1458
-32.75 | -64.25 | AR | 0.17 | 0.04 | 79.9 | 1638
-29.25 | -63.75 | AR | 0.17 | 0.04 | 77.2 | 1533
-32.25 | -63.75 | AR | 0.17 | 0.04 | 76.8 | 1644
-25.25 | -63.25 | AR | 0.17 | 0.04 | 75 | 1551
-25.75 | -58.25 | AR | 0.17 | 0.04 | 26.5 | 1641
-26.25 | -58.25 | AR | 0.17 | 0.04 | 26.3 | 1431
-27.25 | -55.25 | AR | 0.17 | 0.04 | 8.7 | 702
-26.75 | -54.75 | AR | 0.17 | 0.04 | 8.3 | 510
-27.25 | -54.75 | AR | 0.17 | 0.04 | 7.9 | 822
-25.75 | -54.25 | AR | 0.17 | 0.04 | 7.6 | 246
-26.25 | -54.25 | AR | 0.17 | 0.04 | 7.1 | 111
-26.75 | -54.25 | AR | 0.17 | 0.04 | 5.4 | 390
-27.25 | -54.25 | AR | 0.17 | 0.04 | 4.6 | 1020
-26.75 | -53.75 | AR | 0.17 | 0.04 | 1.1 | 714
-27.25 | -53.75 | BR | 0.17 | 0.04 | 83.1 | 1200
-27.75 | -53.75 | BR | 0.17 | 0.04 | 80.4 | 1656
-27.75 | -53.25 | BR | 0.17 | 0.04 | 81.2 | 1671
-28.25 | -53.25 | BR | 0.17 | 0.04 | 76.6 | 1677
-28.75 | -52.75 | BR | 0.17 | 0.04 | 95.3 | 1617
-29.25 | -52.75 | BR | 0.17 | 0.04 | 102.9 | 1254
-29.75 | -52.75 | BR | 0.17 | 0.04 | 97.2 | 1347
-30.25 | -52.75 | BR | 0.17 | 0.04 | 111.7 | 1455
-30.25 | -52.25 | BR | 0.17 | 0.04 | 112.3 | 1329
3.75 | -51.75 | BR | 0.17 | 0.04 | 21.7 | 228
-30.25 | -51.75 | BR | 0.17 | 0.04 | 115.8 | 1338
-28.25 | -48.75 | BR | 0.17 | 0.04 | 31.2 | 375
-23.75 | -45.75 | BR | 0.17 | 0.04 | 9.9 | 114
-2.75 | -43.75 | BR | 0.17 | 0.04 | 78.4 | 747
-11.75 | -39.75 | BR | 0.17 | 0.04 | 181 | 1824
-17.25 | -39.75 | BR | 0.17 | 0.04 | 154.1 | 1638
-8.25 | -36.25 | BR | 0.17 | 0.04 | 196.4 | 1812
-8.75 | -36.25 | BR | 0.17 | 0.04 | 184.1 | 1857
-26.25 | -57.75 | PY | 0.17 | 0.04 | 147.7 | 1554
-26.75 | -56.25 | PY | 0.17 | 0.04 | 150.9 | 1614
-26.75 | -55.75 | PY | 0.17 | 0.04 | 105.6 | 1521
-26.25 | -55.25 | PY | 0.17 | 0.04 | 84.9 | 1599
-26.75 | -55.25 | PY | 0.17 | 0.04 | 81.8 | 1500
-26.25 | -54.75 | PY | 0.17 | 0.04 | 65.7 | 1053
1.25 | -50.75 | BR | 0.16 | 0.04 | 60.3 | 639
-18.25 | -40.25 | BR | 0.16 | 0.04 | 158.9 | 1722
-18.75 | -40.25 | BR | 0.16 | 0.04 | 153.8 | 1665
-19.25 | -40.25 | BR | 0.16 | 0.04 | 137.2 | 1494
-46.25 | -71.25 | AR | 0.14 | 0.04 | 614 | 435
-42.25 | -72.25 | CL | 0.14 | 0.04 | 114.4 | 477
-42.75 | -72.25 | CL | 0.14 | 0.04 | 52.8 | 375
-45.25 | -71.25 | AR | 0.13 | 0.04 | 624.5 | 936
-51.25 | -73.75 | CL | 0.12 | 0.04 | 20.6 | 357
-51.75 | -72.25 | CL | 0.12 | 0.04 | 29 | 624
-34.75 | -71.75 | CL | 0.24 | 0.03 | 114.2 | 1146
-35.25 | -67.75 | AR | 0.22 | 0.03 | 132.6 | 747
-35.75 | -67.75 | AR | 0.22 | 0.03 | 132.6 | 1413
-36.25 | -67.75 | AR | 0.22 | 0.03 | 132.4 | 1287
-36.25 | -72.25 | CL | 0.22 | 0.03 | 118.1 | 1218
-38.75 | -69.25 | AR | 0.21 | 0.03 | 148.2 | 135
-38.25 | -68.75 | AR | 0.21 | 0.03 | 142.5 | 204
-33.75 | -67.25 | AR | 0.21 | 0.03 | 126.3 | 516
-40.75 | -70.25 | AR | 0.2 | 0.03 | 192.6 | 189
-39.75 | -69.75 | AR | 0.2 | 0.03 | 153.4 | 405
-33.75 | -66.75 | AR | 0.2 | 0.03 | 115.5 | 444
-33.75 | -66.25 | AR | 0.2 | 0.03 | 107.1 | 1032
-39.25 | -72.75 | CL | 0.2 | 0.03 | 35.2 | 429
-41.25 | -70.25 | AR | 0.19 | 0.03 | 190.5 | 411
-33.75 | -65.75 | AR | 0.19 | 0.03 | 99.8 | 1494
-26.75 | -64.25 | AR | 0.19 | 0.03 | 80.9 | 1554
-19.75 | -57.75 | BR | 0.19 | 0.03 | 150.2 | 1521
-20.25 | -57.75 | BR | 0.19 | 0.03 | 152.6 | 1542
-20.25 | -57.25 | BR | 0.19 | 0.03 | 127.5 | 1287
-20.75 | -57.25 | BR | 0.19 | 0.03 | 114.8 | 1161
-21.25 | -57.25 | BR | 0.19 | 0.03 | 133.4 | 1353
-21.75 | -57.25 | BR | 0.19 | 0.03 | 141.3 | 1434
-21.25 | -56.75 | BR | 0.19 | 0.03 | 113.9 | 1191
-21.75 | -56.75 | BR | 0.19 | 0.03 | 150.7 | 1575
-22.25 | -55.25 | BR | 0.19 | 0.03 | 114.4 | 1626
-22.75 | -55.25 | BR | 0.19 | 0.03 | 99.6 | 1638
-21.75 | -54.75 | BR | 0.19 | 0.03 | 124.8 | 1650
-22.25 | -54.75 | BR | 0.19 | 0.03 | 100.8 | 1644
-22.75 | -54.75 | BR | 0.19 | 0.03 | 122.7 | 1668
-21.75 | -54.25 | BR | 0.19 | 0.03 | 139 | 1647
-22.25 | -54.25 | BR | 0.19 | 0.03 | 145.1 | 1704
-21.25 | -53.75 | BR | 0.19 | 0.03 | 147.3 | 1500
-21.75 | -53.75 | BR | 0.19 | 0.03 | 154.7 | 1581
-22.25 | -53.75 | BR | 0.19 | 0.03 | 160.7 | 1674
-22.75 | -53.75 | BR | 0.19 | 0.03 | 141.2 | 1551
-21.25 | -53.25 | BR | 0.19 | 0.03 | 147.9 | 1506
-21.75 | -53.25 | BR | 0.19 | 0.03 | 150.2 | 1536
-22.25 | -53.25 | BR | 0.19 | 0.03 | 155.1 | 1647
-22.75 | -53.25 | BR | 0.19 | 0.03 | 139.9 | 1467
-21.75 | -50.75 | BR | 0.19 | 0.03 | 155.5 | 1695
-20.25 | -49.25 | BR | 0.19 | 0.03 | 143.6 | 1611
-16.25 | -45.75 | BR | 0.19 | 0.03 | 177.3 | 1647
-13.25 | -45.25 | BR | 0.19 | 0.03 | 181.6 | 1707
-13.75 | -45.25 | BR | 0.19 | 0.03 | 182.9 | 1707
-14.25 | -45.25 | BR | 0.19 | 0.03 | 181.6 | 1701
-14.75 | -45.25 | BR | 0.19 | 0.03 | 182.2 | 1701
-15.25 | -45.25 | BR | 0.19 | 0.03 | 180.7 | 1689
-15.75 | -45.25 | BR | 0.19 | 0.03 | 175.2 | 1632
-16.25 | -45.25 | BR | 0.19 | 0.03 | 176.1 | 1641
-13.75 | -44.75 | BR | 0.19 | 0.03 | 188.3 | 1710
-15.25 | -44.75 | BR | 0.19 | 0.03 | 184.7 | 1692
-15.75 | -44.75 | BR | 0.19 | 0.03 | 181.4 | 1668
-8.75 | -42.75 | BR | 0.19 | 0.03 | 201.6 | 1830
-8.25 | -42.25 | BR | 0.19 | 0.03 | 201.4 | 1830
-7.75 | -41.75 | BR | 0.19 | 0.03 | 201.7 | 1806
-3.75 | -41.25 | BR | 0.19 | 0.03 | 167.8 | 1533
-7.25 | -41.25 | BR | 0.19 | 0.03 | 186.5 | 1671
-10.25 | -41.25 | BR | 0.19 | 0.03 | 207 | 1812
-3.75 | -40.75 | BR | 0.19 | 0.03 | 170.1 | 1614
-6.25 | -40.75 | BR | 0.19 | 0.03 | 170.2 | 1548
-6.75 | -40.75 | BR | 0.19 | 0.03 | 151 | 1404
-5.25 | -40.25 | BR | 0.19 | 0.03 | 164.6 | 1488
-4.25 | -39.75 | BR | 0.19 | 0.03 | 187.9 | 1752
-6.75 | -39.25 | BR | 0.19 | 0.03 | 201.1 | 1812
-7.25 | -39.25 | BR | 0.19 | 0.03 | 179.7 | 1662
-6.75 | -38.75 | BR | 0.19 | 0.03 | 191.7 | 1683
-7.25 | -38.75 | BR | 0.19 | 0.03 | 194.4 | 1770
-6.25 | -38.25 | BR | 0.19 | 0.03 | 182.9 | 1605
-6.75 | -38.25 | BR | 0.19 | 0.03 | 185.1 | 1638
-6.25 | -37.75 | BR | 0.19 | 0.03 | 182.1 | 1563
-22.25 | -57.25 | PY | 0.19 | 0.03 | 151 | 1542
-22.25 | -56.75 | PY | 0.19 | 0.03 | 153.6 | 1575
-33.25 | -64.75 | AR | 0.18 | 0.03 | 84.8 | 1617
-25.75 | -63.75 | AR | 0.18 | 0.03 | 77.7 | 1398
-23.25 | -55.25 | BR | 0.18 | 0.03 | 137.1 | 1617
-23.75 | -55.25 | BR | 0.18 | 0.03 | 150.5 | 1620
-23.25 | -54.75 | BR | 0.18 | 0.03 | 152.6 | 1629
-23.75 | -54.75 | BR | 0.18 | 0.03 | 139.3 | 1611
-23.25 | -54.25 | BR | 0.18 | 0.03 | 137.5 | 1647
-23.75 | -54.25 | BR | 0.18 | 0.03 | 131.5 | 1476
-24.25 | -54.25 | BR | 0.18 | 0.03 | 81.1 | 1470
-24.75 | -54.25 | BR | 0.18 | 0.03 | 85.5 | 1257
-25.25 | -54.25 | BR | 0.18 | 0.03 | 73.9 | 1251
-23.25 | -53.75 | BR | 0.18 | 0.03 | 126.9 | 1458
-23.75 | -53.75 | BR | 0.18 | 0.03 | 154.5 | 1650
-19.75 | -48.75 | BR | 0.18 | 0.03 | 151.3 | 1641
-20.25 | -48.75 | BR | 0.18 | 0.03 | 103 | 1464
-9.75 | -44.75 | BR | 0.18 | 0.03 | 180.5 | 1647
-10.25 | -44.75 | BR | 0.18 | 0.03 | 185 | 1671
-12.75 | -44.75 | BR | 0.18 | 0.03 | 186.6 | 1707
-13.25 | -44.75 | BR | 0.18 | 0.03 | 190.4 | 1728
-14.25 | -44.75 | BR | 0.18 | 0.03 | 186.6 | 1698
-14.75 | -44.75 | BR | 0.18 | 0.03 | 186.6 | 1698
-9.25 | -44.25 | BR | 0.18 | 0.03 | 184.4 | 1683
-9.75 | -44.25 | BR | 0.18 | 0.03 | 164.5 | 1500
-10.25 | -44.25 | BR | 0.18 | 0.03 | 188.6 | 1701
-12.75 | -44.25 | BR | 0.18 | 0.03 | 166.6 | 1524
-13.25 | -44.25 | BR | 0.18 | 0.03 | 188.5 | 1713
-13.75 | -44.25 | BR | 0.18 | 0.03 | 186.1 | 1689
-14.25 | -44.25 | BR | 0.18 | 0.03 | 190.1 | 1731
-15.25 | -44.25 | BR | 0.18 | 0.03 | 180.3 | 1653
-15.75 | -44.25 | BR | 0.18 | 0.03 | 181.8 | 1665
-9.25 | -43.75 | BR | 0.18 | 0.03 | 200.6 | 1812
-10.75 | -43.75 | BR | 0.18 | 0.03 | 170.8 | 1518
-13.75 | -43.75 | BR | 0.18 | 0.03 | 195.6 | 1734
-14.25 | -43.75 | BR | 0.18 | 0.03 | 194.9 | 1737
-14.75 | -43.75 | BR | 0.18 | 0.03 | 192.4 | 1716
-15.25 | -43.75 | BR | 0.18 | 0.03 | 186.2 | 1683
-8.75 | -43.25 | BR | 0.18 | 0.03 | 196.4 | 1821
-10.75 | -43.25 | BR | 0.18 | 0.03 | 189.7 | 1686
-14.75 | -43.25 | BR | 0.18 | 0.03 | 183.2 | 1632
-15.25 | -43.25 | BR | 0.18 | 0.03 | 163.6 | 1479
-8.25 | -42.75 | BR | 0.18 | 0.03 | 201.9 | 1839
-10.75 | -42.75 | BR | 0.18 | 0.03 | 182.3 | 1581
-7.75 | -42.25 | BR | 0.18 | 0.03 | 201.6 | 1842
-10.75 | -42.25 | BR | 0.18 | 0.03 | 143.8 | 1251
-3.75 | -41.75 | BR | 0.18 | 0.03 | 146.2 | 1329
-7.25 | -41.75 | BR | 0.18 | 0.03 | 203.6 | 1830
-10.75 | -41.75 | BR | 0.18 | 0.03 | 191.3 | 1674
-10.75 | -41.25 | BR | 0.18 | 0.03 | 191.6 | 1677
-22.75 | -57.25 | PY | 0.18 | 0.03 | 137.2 | 1401
-22.75 | -56.75 | PY | 0.18 | 0.03 | 158.4 | 1626
-23.25 | -56.75 | PY | 0.18 | 0.03 | 154.4 | 1617
-23.75 | -56.75 | PY | 0.18 | 0.03 | 139.6 | 1587
-24.25 | -56.75 | PY | 0.18 | 0.03 | 149.9 | 1635
-24.75 | -56.75 | PY | 0.18 | 0.03 | 154.7 | 1605
-25.25 | -56.75 | PY | 0.18 | 0.03 | 156.3 | 1638
-23.25 | -56.25 | PY | 0.18 | 0.03 | 130 | 1350
-23.75 | -56.25 | PY | 0.18 | 0.03 | 133.6 | 1536
-24.25 | -56.25 | PY | 0.18 | 0.03 | 133.4 | 1638
-24.75 | -56.25 | PY | 0.18 | 0.03 | 143.5 | 1602
-25.25 | -56.25 | PY | 0.18 | 0.03 | 146 | 1530
-25.75 | -56.25 | PY | 0.18 | 0.03 | 146.9 | 1542
-23.25 | -55.75 | PY | 0.18 | 0.03 | 129.7 | 1590
-23.75 | -55.75 | PY | 0.18 | 0.03 | 141.2 | 1545
-24.25 | -55.75 | PY | 0.18 | 0.03 | 118.1 | 1476
-24.75 | -55.75 | PY | 0.18 | 0.03 | 119.5 | 1584
-25.25 | -55.75 | PY | 0.18 | 0.03 | 105.7 | 1632
-25.75 | -55.75 | PY | 0.18 | 0.03 | 118.3 | 1623
-24.25 | -55.25 | PY | 0.18 | 0.03 | 95.7 | 1203
-24.75 | -55.25 | PY | 0.18 | 0.03 | 117 | 1488
-24.25 | -54.75 | PY | 0.18 | 0.03 | 80.7 | 1626
-24.75 | -54.75 | PY | 0.18 | 0.03 | 95.2 | 1569
-42.25 | -69.75 | AR | 0.17 | 0.03 | 152.8 | 267
-42.75 | -69.75 | AR | 0.17 | 0.03 | 152.8 | 408
-29.75 | -63.75 | AR | 0.17 | 0.03 | 77.1 | 1491
-30.25 | -63.75 | AR | 0.17 | 0.03 | 77 | 1518
-31.75 | -63.75 | AR | 0.17 | 0.03 | 76.9 | 1647
-22.75 | -63.25 | AR | 0.17 | 0.03 | 75.3 | 888
-23.25 | -63.25 | AR | 0.17 | 0.03 | 75.3 | 1461
-23.75 | -63.25 | AR | 0.17 | 0.03 | 75.3 | 1527
-24.25 | -63.25 | AR | 0.17 | 0.03 | 75.3 | 1302
-24.75 | -63.25 | AR | 0.17 | 0.03 | 75.1 | 1368
-26.25 | -53.75 | AR | 0.17 | 0.03 | 3.1 | 843
-25.75 | -53.75 | BR | 0.17 | 0.03 | 92.1 | 1290
-26.75 | -53.25 | BR | 0.17 | 0.03 | 125.2 | 1611
-27.25 | -53.25 | BR | 0.17 | 0.03 | 106.4 | 1497
-27.75 | -52.75 | BR | 0.17 | 0.03 | 81.5 | 1590
-28.25 | -52.75 | BR | 0.17 | 0.03 | 77.5 | 1647
-28.75 | -52.25 | BR | 0.17 | 0.03 | 101.7 | 1395
-29.25 | -52.25 | BR | 0.17 | 0.03 | 63 | 786
-29.75 | -52.25 | BR | 0.17 | 0.03 | 107.3 | 1467
3.25 | -51.75 | BR | 0.17 | 0.03 | 1.9 | 18
-29.75 | -51.75 | BR | 0.17 | 0.03 | 99.7 | 1203
2.25 | -51.25 | BR | 0.17 | 0.03 | 4.1 | 42
-29.75 | -50.75 | BR | 0.17 | 0.03 | 101.3 | 1209
-29.25 | -49.75 | BR | 0.17 | 0.03 | 50.5 | 681
-11.25 | -40.75 | BR | 0.17 | 0.03 | 181.6 | 1782
-11.75 | -40.25 | BR | 0.17 | 0.03 | 183.9 | 1794
-12.25 | -39.75 | BR | 0.17 | 0.03 | 176.1 | 1812
-16.75 | -39.75 | BR | 0.17 | 0.03 | 148.2 | 1581
-29.25 | -64.25 | AR | 0.16 | 0.03 | 80.8 | 1410
0.75 | -50.75 | BR | 0.16 | 0.03 | 47.2 | 489
-2.25 | -44.75 | BR | 0.16 | 0.03 | 77.6 | 789
-17.75 | -40.25 | BR | 0.16 | 0.03 | 162.4 | 1731
-47.25 | -71.25 | AR | 0.15 | 0.03 | 591.8 | 786
-47.75 | -71.25 | AR | 0.15 | 0.03 | 578.2 | 525
-48.25 | -71.25 | AR | 0.15 | 0.03 | 571.9 | 519
-49.75 | -71.25 | AR | 0.15 | 0.03 | 542.3 | 1032
-43.75 | -70.25 | AR | 0.15 | 0.03 | 163.5 | 582
-0.25 | -49.75 | BR | 0.15 | 0.03 | 49.1 | 519
-0.75 | -49.25 | BR | 0.15 | 0.03 | 56.2 | 597
-46.75 | -71.25 | AR | 0.14 | 0.03 | 596.4 | 768
-50.75 | -73.75 | CL | 0.13 | 0.03 | 20.5 | 246
-43.25 | -72.25 | CL | 0.13 | 0.03 | 44.2 | 330
-51.25 | -72.25 | CL | 0.12 | 0.03 | 38.1 | 819
-52.25 | -72.25 | CL | 0.11 | 0.03 | 16.4 | 363
-52.75 | -73.25 | CL | 0.1 | 0.03 | 16.1 | 321
-52.75 | -72.25 | CL | 0.1 | 0.03 | 14.3 | 270
-35.25 | -71.75 | CL | 0.23 | 0.02 | 96.2 | 1023
-33.75 | -67.75 | AR | 0.22 | 0.02 | 132.8 | 933
-34.25 | -67.75 | AR | 0.22 | 0.02 | 132.6 | 399
-34.75 | -67.75 | AR | 0.22 | 0.02 | 132.6 | 453
-39.25 | -69.75 | AR | 0.21 | 0.02 | 153.7 | 597
-37.75 | -68.75 | AR | 0.21 | 0.02 | 142.7 | 576
-37.25 | -68.25 | AR | 0.21 | 0.02 | 138.2 | 624
-33.25 | -67.25 | AR | 0.21 | 0.02 | 126.5 | 414
-40.25 | -70.25 | AR | 0.2 | 0.02 | 193.4 | 180
-33.25 | -66.75 | AR | 0.2 | 0.02 | 115.5 | 291
-26.25 | -64.25 | AR | 0.19 | 0.02 | 81.3 | 1311
-19.25 | -57.75 | BR | 0.19 | 0.02 | 105.6 | 1071
-18.25 | -57.25 | BR | 0.19 | 0.02 | 24.8 | 252
-18.75 | -57.25 | BR | 0.19 | 0.02 | 109 | 1113
-19.25 | -57.25 | BR | 0.19 | 0.02 | 137.6 | 1395
-19.75 | -57.25 | BR | 0.19 | 0.02 | 147.3 | 1491
-18.75 | -56.75 | BR | 0.19 | 0.02 | 150.8 | 1500
-19.25 | -56.75 | BR | 0.19 | 0.02 | 151.1 | 1509
-19.75 | -56.75 | BR | 0.19 | 0.02 | 123.4 | 1230
-20.25 | -56.75 | BR | 0.19 | 0.02 | 115 | 1167
-20.75 | -56.75 | BR | 0.19 | 0.02 | 111.9 | 1143
-19.75 | -56.25 | BR | 0.19 | 0.02 | 144.9 | 1446
-20.25 | -56.25 | BR | 0.19 | 0.02 | 143 | 1446
-20.75 | -56.25 | BR | 0.19 | 0.02 | 148.2 | 1497
-21.25 | -56.25 | BR | 0.19 | 0.02 | 152.5 | 1566
-21.75 | -56.25 | BR | 0.19 | 0.02 | 153.2 | 1572
-20.75 | -55.75 | BR | 0.19 | 0.02 | 157 | 1572
-21.25 | -55.75 | BR | 0.19 | 0.02 | 143 | 1554
-21.75 | -55.75 | BR | 0.19 | 0.02 | 128.9 | 1587
-22.25 | -55.75 | BR | 0.19 | 0.02 | 125.2 | 1602
-20.75 | -55.25 | BR | 0.19 | 0.02 | 154 | 1569
-21.25 | -55.25 | BR | 0.19 | 0.02 | 102.3 | 1620
-21.75 | -55.25 | BR | 0.19 | 0.02 | 109.4 | 1611
-20.75 | -54.75 | BR | 0.19 | 0.02 | 135.2 | 1545
-21.25 | -54.75 | BR | 0.19 | 0.02 | 138 | 1638
-20.25 | -54.25 | BR | 0.19 | 0.02 | 152.8 | 1539
-20.75 | -54.25 | BR | 0.19 | 0.02 | 151.1 | 1521
-21.25 | -54.25 | BR | 0.19 | 0.02 | 154.3 | 1596
-19.75 | -53.75 | BR | 0.19 | 0.02 | 159.4 | 1599
-20.25 | -53.75 | BR | 0.19 | 0.02 | 134.1 | 1362
-20.75 | -53.75 | BR | 0.19 | 0.02 | 144.8 | 1470
-19.75 | -53.25 | BR | 0.19 | 0.02 | 152.4 | 1527
-20.25 | -53.25 | BR | 0.19 | 0.02 | 134 | 1359
-20.75 | -53.25 | BR | 0.19 | 0.02 | 144.4 | 1467
-19.75 | -52.75 | BR | 0.19 | 0.02 | 137.9 | 1377
-20.25 | -52.75 | BR | 0.19 | 0.02 | 143.1 | 1428
-20.75 | -52.75 | BR | 0.19 | 0.02 | 141.7 | 1413
-21.25 | -52.75 | BR | 0.19 | 0.02 | 157.6 | 1587
-21.75 | -52.75 | BR | 0.19 | 0.02 | 152.7 | 1542
-22.25 | -52.75 | BR | 0.19 | 0.02 | 123.7 | 1257
-22.75 | -52.75 | BR | 0.19 | 0.02 | 142.5 | 1611
-19.75 | -52.25 | BR | 0.19 | 0.02 | 149.3 | 1491
-20.25 | -52.25 | BR | 0.19 | 0.02 | 140.1 | 1398
-20.75 | -52.25 | BR | 0.19 | 0.02 | 130.5 | 1302
-21.25 | -52.25 | BR | 0.19 | 0.02 | 132.1 | 1329
-21.75 | -52.25 | BR | 0.19 | 0.02 | 109.3 | 1095
-22.25 | -52.25 | BR | 0.19 | 0.02 | 144.5 | 1470
-22.75 | -52.25 | BR | 0.19 | 0.02 | 129.1 | 1494
-23.25 | -52.25 | BR | 0.19 | 0.02 | 108.3 | 1665
-19.75 | -51.75 | BR | 0.19 | 0.02 | 157.6 | 1551
-20.25 | -51.75 | BR | 0.19 | 0.02 | 120.5 | 1188
-20.75 | -51.75 | BR | 0.19 | 0.02 | 120.4 | 1188
-21.25 | -51.75 | BR | 0.19 | 0.02 | 139.9 | 1410
-21.75 | -51.75 | BR | 0.19 | 0.02 | 168 | 1683
-22.25 | -51.75 | BR | 0.19 | 0.02 | 166.4 | 1713
-22.75 | -51.75 | BR | 0.19 | 0.02 | 123.7 | 1647
-23.25 | -51.75 | BR | 0.19 | 0.02 | 90.8 | 1611
-19.75 | -51.25 | BR | 0.19 | 0.02 | 160.5 | 1581
-20.25 | -51.25 | BR | 0.19 | 0.02 | 134.5 | 1338
-20.75 | -51.25 | BR | 0.19 | 0.02 | 155.1 | 1551
-21.25 | -51.25 | BR | 0.19 | 0.02 | 162.4 | 1722
-21.75 | -51.25 | BR | 0.19 | 0.02 | 166.5 | 1713
-22.25 | -51.25 | BR | 0.19 | 0.02 | 156.2 | 1596
-22.75 | -51.25 | BR | 0.19 | 0.02 | 87 | 1503
-19.75 | -50.75 | BR | 0.19 | 0.02 | 161.8 | 1572
-20.25 | -50.75 | BR | 0.19 | 0.02 | 169.4 | 1665
-20.75 | -50.75 | BR | 0.19 | 0.02 | 147.6 | 1509
-21.25 | -50.75 | BR | 0.19 | 0.02 | 134.9 | 1704
-22.25 | -50.75 | BR | 0.19 | 0.02 | 146.4 | 1662
-22.75 | -50.75 | BR | 0.19 | 0.02 | 82.6 | 1569
-19.75 | -50.25 | BR | 0.19 | 0.02 | 155.2 | 1512
-20.25 | -50.25 | BR | 0.19 | 0.02 | 166.7 | 1692
-20.75 | -50.25 | BR | 0.19 | 0.02 | 155.8 | 1710
-21.25 | -50.25 | BR | 0.19 | 0.02 | 129.6 | 1515
-21.75 | -50.25 | BR | 0.19 | 0.02 | 158.8 | 1725
-22.25 | -50.25 | BR | 0.19 | 0.02 | 154.3 | 1662
-22.75 | -50.25 | BR | 0.19 | 0.02 | 99.4 | 1608
-19.75 | -49.75 | BR | 0.19 | 0.02 | 163.2 | 1605
-20.25 | -49.75 | BR | 0.19 | 0.02 | 166.6 | 1647
-20.75 | -49.75 | BR | 0.19 | 0.02 | 148 | 1665
-21.25 | -49.75 | BR | 0.19 | 0.02 | 116.2 | 1440
-21.75 | -49.75 | BR | 0.19 | 0.02 | 156.3 | 1665
-22.25 | -49.75 | BR | 0.19 | 0.02 | 152.6 | 1563
-20.75 | -49.25 | BR | 0.19 | 0.02 | 114.4 | 1578
-19.25 | -48.25 | BR | 0.19 | 0.02 | 148.3 | 1626
-17.25 | -46.75 | BR | 0.19 | 0.02 | 167.8 | 1608
-13.25 | -46.25 | BR | 0.19 | 0.02 | 127.7 | 1602
-13.75 | -46.25 | BR | 0.19 | 0.02 | 132.2 | 1533
-15.75 | -46.25 | BR | 0.19 | 0.02 | 169.8 | 1650
-16.25 | -46.25 | BR | 0.19 | 0.02 | 159.3 | 1617
-16.75 | -46.25 | BR | 0.19 | 0.02 | 170.7 | 1644
-17.25 | -46.25 | BR | 0.19 | 0.02 | 167.4 | 1602
-12.75 | -45.75 | BR | 0.19 | 0.02 | 141.6 | 1716
-13.25 | -45.75 | BR | 0.19 | 0.02 | 145.9 | 1695
-13.75 | -45.75 | BR | 0.19 | 0.02 | 168 | 1707
-14.25 | -45.75 | BR | 0.19 | 0.02 | 169.9 | 1701
-14.75 | -45.75 | BR | 0.19 | 0.02 | 180.6 | 1701
-15.25 | -45.75 | BR | 0.19 | 0.02 | 173.6 | 1692
-15.75 | -45.75 | BR | 0.19 | 0.02 | 179.2 | 1668
-16.75 | -45.75 | BR | 0.19 | 0.02 | 174.7 | 1623
-12.75 | -45.25 | BR | 0.19 | 0.02 | 182.4 | 1716
-16.75 | -45.25 | BR | 0.19 | 0.02 | 171.5 | 1596
-6.75 | -41.25 | BR | 0.19 | 0.02 | 185.9 | 1704
-5.75 | -40.75 | BR | 0.19 | 0.02 | 177.5 | 1641
-4.75 | -40.25 | BR | 0.19 | 0.02 | 182.5 | 1656
-22.25 | -56.25 | PY | 0.19 | 0.02 | 143.6 | 1488
-22.75 | -55.75 | PY | 0.19 | 0.02 | 131 | 1608
-39.75 | -72.75 | CL | 0.19 | 0.02 | 20.1 | 240
-41.75 | -70.25 | AR | 0.18 | 0.02 | 184.9 | 681
-33.25 | -65.25 | AR | 0.18 | 0.02 | 91.7 | 1542
-27.75 | -64.75 | AR | 0.18 | 0.02 | 86.6 | 1494
-25.25 | -63.75 | AR | 0.18 | 0.02 | 77.8 | 1515
-10.25 | -70.25 | BR | 0.18 | 0.02 | 0 | 0
-10.75 | -69.25 | BR | 0.18 | 0.02 | 23 | 246
-24.25 | -53.75 | BR | 0.18 | 0.02 | 89.1 | 1662
-24.75 | -53.75 | BR | 0.18 | 0.02 | 84.7 | 1656
-23.25 | -53.25 | BR | 0.18 | 0.02 | 142.2 | 1680
-23.75 | -53.25 | BR | 0.18 | 0.02 | 149.8 | 1665
-24.25 | -53.25 | BR | 0.18 | 0.02 | 81.9 | 1656
-23.25 | -52.75 | BR | 0.18 | 0.02 | 124.7 | 1695
-23.75 | -52.75 | BR | 0.18 | 0.02 | 119.3 | 1641
-23.25 | -51.25 | BR | 0.18 | 0.02 | 78.2 | 1545
-23.25 | -50.75 | BR | 0.18 | 0.02 | 97.6 | 1662
-23.25 | -50.25 | BR | 0.18 | 0.02 | 115.6 | 1656
-22.75 | -49.75 | BR | 0.18 | 0.02 | 119.6 | 1602
-23.25 | -49.75 | BR | 0.18 | 0.02 | 119.6 | 1443
-19.25 | -49.25 | BR | 0.18 | 0.02 | 167.3 | 1617
-19.75 | -49.25 | BR | 0.18 | 0.02 | 165.6 | 1620
-21.25 | -49.25 | BR | 0.18 | 0.02 | 101.4 | 1644
-21.75 | -49.25 | BR | 0.18 | 0.02 | 131.5 | 1548
-22.25 | -49.25 | BR | 0.18 | 0.02 | 139 | 1413
-22.75 | -49.25 | BR | 0.18 | 0.02 | 125.2 | 1356
-19.25 | -48.75 | BR | 0.18 | 0.02 | 159 | 1563
-20.75 | -48.75 | BR | 0.18 | 0.02 | 89.8 | 1659
-21.25 | -48.75 | BR | 0.18 | 0.02 | 89.1 | 1641
-21.75 | -48.75 | BR | 0.18 | 0.02 | 94.2 | 1551
-22.25 | -48.75 | BR | 0.18 | 0.02 | 86.5 | 1443
-22.75 | -48.75 | BR | 0.18 | 0.02 | 90.1 | 1335
-18.75 | -48.25 | BR | 0.18 | 0.02 | 141.3 | 1470
-19.75 | -48.25 | BR | 0.18 | 0.02 | 146 | 1632
-20.25 | -48.25 | BR | 0.18 | 0.02 | 82.9 | 1500
-20.75 | -48.25 | BR | 0.18 | 0.02 | 83.7 | 1611
-21.75 | -48.25 | BR | 0.18 | 0.02 | 85.6 | 1491
-22.25 | -48.25 | BR | 0.18 | 0.02 | 114 | 1530
-22.75 | -48.25 | BR | 0.18 | 0.02 | 117.2 | 1323
-18.75 | -47.75 | BR | 0.18 | 0.02 | 138.1 | 1452
-19.25 | -47.75 | BR | 0.18 | 0.02 | 116.7 | 1494
-19.75 | -47.75 | BR | 0.18 | 0.02 | 118.7 | 1578
-12.75 | -46.25 | BR | 0.18 | 0.02 | 137.9 | 1647
-12.25 | -45.75 | BR | 0.18 | 0.02 | 170 | 1713
-17.25 | -45.75 | BR | 0.18 | 0.02 | 171.3 | 1611
-9.75 | -45.25 | BR | 0.18 | 0.02 | 186 | 1719
-10.25 | -45.25 | BR | 0.18 | 0.02 | 185.4 | 1725
-10.75 | -45.25 | BR | 0.18 | 0.02 | 173.9 | 1626
-11.25 | -45.25 | BR | 0.18 | 0.02 | 164 | 1569
-11.75 | -45.25 | BR | 0.18 | 0.02 | 177.5 | 1686
-12.25 | -45.25 | BR | 0.18 | 0.02 | 179.6 | 1698
-9.25 | -44.75 | BR | 0.18 | 0.02 | 178.6 | 1731
-10.75 | -44.75 | BR | 0.18 | 0.02 | 167.1 | 1506
-11.25 | -44.75 | BR | 0.18 | 0.02 | 174.5 | 1557
-11.75 | -44.75 | BR | 0.18 | 0.02 | 187.5 | 1671
-12.25 | -44.75 | BR | 0.18 | 0.02 | 183.4 | 1656
-16.25 | -44.75 | BR | 0.18 | 0.02 | 185.5 | 1707
-8.75 | -44.25 | BR | 0.18 | 0.02 | 181.7 | 1710
-10.75 | -44.25 | BR | 0.18 | 0.02 | 176.1 | 1590
-11.25 | -44.25 | BR | 0.18 | 0.02 | 190.8 | 1701
-11.75 | -44.25 | BR | 0.18 | 0.02 | 189.3 | 1689
-12.25 | -44.25 | BR | 0.18 | 0.02 | 177.8 | 1614
-16.25 | -44.25 | BR | 0.18 | 0.02 | 182.9 | 1683
-8.25 | -43.75 | BR | 0.18 | 0.02 | 188.8 | 1749
-8.75 | -43.75 | BR | 0.18 | 0.02 | 191.8 | 1779
-11.25 | -43.75 | BR | 0.18 | 0.02 | 201.6 | 1761
-11.75 | -43.75 | BR | 0.18 | 0.02 | 187.2 | 1635
-12.25 | -43.75 | BR | 0.18 | 0.02 | 180.7 | 1602
-12.75 | -43.75 | BR | 0.18 | 0.02 | 195.1 | 1731
-13.25 | -43.75 | BR | 0.18 | 0.02 | 195.7 | 1737
-15.75 | -43.75 | BR | 0.18 | 0.02 | 177.9 | 1608
-7.75 | -43.25 | BR | 0.18 | 0.02 | 173.2 | 1617
-8.25 | -43.25 | BR | 0.18 | 0.02 | 187.6 | 1743
-11.25 | -43.25 | BR | 0.18 | 0.02 | 200.1 | 1746
-14.25 | -43.25 | BR | 0.18 | 0.02 | 188.4 | 1680
-15.75 | -43.25 | BR | 0.18 | 0.02 | 154.6 | 1398
-7.25 | -42.75 | BR | 0.18 | 0.02 | 191.8 | 1752
-7.75 | -42.75 | BR | 0.18 | 0.02 | 200.4 | 1833
-11.25 | -42.75 | BR | 0.18 | 0.02 | 197.8 | 1728
-3.75 | -42.25 | BR | 0.18 | 0.02 | 151.1 | 1401
-6.75 | -42.25 | BR | 0.18 | 0.02 | 182.2 | 1695
-7.25 | -42.25 | BR | 0.18 | 0.02 | 197.9 | 1809
-6.75 | -41.75 | BR | 0.18 | 0.02 | 191.8 | 1752
-11.25 | -41.75 | BR | 0.18 | 0.02 | 192.8 | 1776
-6.25 | -41.25 | BR | 0.18 | 0.02 | 201.5 | 1833
-11.25 | -41.25 | BR | 0.18 | 0.02 | 196 | 1770
-21.25 | -41.25 | BR | 0.18 | 0.02 | 158.3 | 1707
-22.75 | -56.25 | PY | 0.18 | 0.02 | 139 | 1428
-42.25 | -70.25 | AR | 0.17 | 0.02 | 181 | 486
-28.25 | -64.75 | AR | 0.17 | 0.02 | 86.5 | 1527
-29.75 | -64.25 | AR | 0.17 | 0.02 | 80.5 | 1473
-32.25 | -64.25 | AR | 0.17 | 0.02 | 79.9 | 1389
-30.75 | -63.75 | AR | 0.17 | 0.02 | 77 | 1665
-31.25 | -63.75 | AR | 0.17 | 0.02 | 76.9 | 1662
-22.25 | -63.25 | AR | 0.17 | 0.02 | 75.4 | 1281
-25.25 | -53.75 | BR | 0.17 | 0.02 | 72 | 1014
-25.75 | -53.25 | BR | 0.17 | 0.02 | 116.5 | 1575
-26.25 | -53.25 | BR | 0.17 | 0.02 | 125.2 | 1545
-26.75 | -52.75 | BR | 0.17 | 0.02 | 120.3 | 1542
-27.25 | -52.75 | BR | 0.17 | 0.02 | 101.1 | 1344
-27.75 | -52.25 | BR | 0.17 | 0.02 | 88.9 | 1614
-28.25 | -52.25 | BR | 0.17 | 0.02 | 81.8 | 1584
2.75 | -51.75 | BR | 0.17 | 0.02 | 0.2 | 0
-28.25 | -51.75 | BR | 0.17 | 0.02 | 101.9 | 1602
-28.75 | -51.75 | BR | 0.17 | 0.02 | 100 | 1311
-29.25 | -51.75 | BR | 0.17 | 0.02 | 61.5 | 801
-29.75 | -51.25 | BR | 0.17 | 0.02 | 87.4 | 1050
-28.75 | -49.25 | BR | 0.17 | 0.02 | 55.1 | 756
-27.75 | -48.75 | BR | 0.17 | 0.02 | 21.4 | 261
-22.75 | -47.75 | BR | 0.17 | 0.02 | 115.2 | 1503
-23.75 | -46.25 | BR | 0.17 | 0.02 | 23.9 | 264
-9.25 | -45.25 | BR | 0.17 | 0.02 | 181.9 | 1731
-8.75 | -44.75 | BR | 0.17 | 0.02 | 184.2 | 1737
-3.25 | -43.25 | BR | 0.17 | 0.02 | 163 | 1572
-22.75 | -43.25 | BR | 0.17 | 0.02 | 24.4 | 270
-6.75 | -42.75 | BR | 0.17 | 0.02 | 187 | 1731
-14.75 | -42.75 | BR | 0.17 | 0.02 | 184 | 1644
-15.25 | -42.75 | BR | 0.17 | 0.02 | 176.3 | 1638
-15.25 | -41.25 | BR | 0.17 | 0.02 | 183 | 1815
-11.75 | -40.75 | BR | 0.17 | 0.02 | 182.5 | 1779
-12.25 | -40.25 | BR | 0.17 | 0.02 | 176.8 | 1806
-13.25 | -39.75 | BR | 0.17 | 0.02 | 165.2 | 1731
-14.75 | -39.75 | BR | 0.17 | 0.02 | 142.8 | 1497
-15.25 | -39.75 | BR | 0.17 | 0.02 | 134.2 | 1422
-15.75 | -39.75 | BR | 0.17 | 0.02 | 163.3 | 1698
-16.25 | -39.75 | BR | 0.17 | 0.02 | 156 | 1659
-41.25 | -72.75 | CL | 0.17 | 0.02 | 12.2 | 126
-42.75 | -70.25 | AR | 0.16 | 0.02 | 175.4 | 393
-43.25 | -70.25 | AR | 0.16 | 0.02 | 173.9 | 504
-28.75 | -64.75 | AR | 0.16 | 0.02 | 86.4 | 1518
-29.25 | -64.75 | AR | 0.16 | 0.02 | 86.1 | 1053
-29.75 | -64.75 | AR | 0.16 | 0.02 | 86 | 831
1.75 | -51.25 | BR | 0.16 | 0.02 | 1.5 | 15
1.25 | -51.25 | BR | 0.16 | 0.02 | 15.6 | 162
0.25 | -50.75 | BR | 0.16 | 0.02 | 30.1 | 312
-26.75 | -48.75 | BR | 0.16 | 0.02 | 37.8 | 504
-27.25 | -48.75 | BR | 0.16 | 0.02 | 26.8 | 330
-1.75 | -45.75 | BR | 0.16 | 0.02 | 118.5 | 1245
-15.25 | -40.75 | BR | 0.16 | 0.02 | 172.7 | 1776
-17.25 | -40.25 | BR | 0.16 | 0.02 | 165.8 | 1767
-12.75 | -39.75 | BR | 0.16 | 0.02 | 176.3 | 1812
-48.75 | -71.25 | AR | 0.15 | 0.02 | 563.7 | 537
-49.25 | -71.25 | AR | 0.15 | 0.02 | 554.9 | 852
-1.25 | -48.75 | BR | 0.15 | 0.02 | 35.2 | 351
-1.75 | -47.25 | BR | 0.15 | 0.02 | 146.3 | 1500
-1.75 | -46.75 | BR | 0.15 | 0.02 | 124.4 | 1305
-1.75 | -46.25 | BR | 0.15 | 0.02 | 122 | 1281
-41.75 | -72.25 | CL | 0.15 | 0.02 | 37.6 | 219
-50.25 | -71.75 | AR | 0.14 | 0.02 | 766.3 | 1026
-44.25 | -70.75 | AR | 0.14 | 0.02 | 344 | 477
-50.75 | -72.25 | AR | 0.13 | 0.02 | 868 | 1152
-44.75 | -71.25 | CL | 0.13 | 0.02 | 72.2 | 948
-54.25 | -68.25 | AR | 0.11 | 0.02 | 135.4 | 561
-43.75 | -72.75 | CL | 0.11 | 0.02 | 14.4 | 114
-52.25 | -73.25 | CL | 0.1 | 0.02 | 22.2 | 459
-54.25 | -69.25 | CL | 0.1 | 0.02 | 11.7 | 213
-54.25 | -68.75 | CL | 0.1 | 0.02 | 19.5 | 369
-22.75 | -70.25 | CL | 0.27 | 0.01 | 578 | 1056
-23.25 | -70.25 | CL | 0.27 | 0.01 | 935.9 | 1695
-23.75 | -70.25 | CL | 0.26 | 0.01 | 859 | 1554
-28.75 | -71.25 | CL | 0.24 | 0.01 | 125.7 | 525
-29.25 | -71.25 | CL | 0.24 | 0.01 | 145.2 | 564
-29.75 | -71.25 | CL | 0.24 | 0.01 | 51.9 | 447
-30.25 | -71.25 | CL | 0.24 | 0.01 | 76.3 | 735
-30.75 | -71.25 | CL | 0.24 | 0.01 | 63 | 681
-35.75 | -71.75 | CL | 0.23 | 0.01 | 124.3 | 1416
-34.25 | -68.25 | AR | 0.22 | 0.01 | 138.9 | 1140
-34.75 | -68.25 | AR | 0.22 | 0.01 | 138.9 | 747
-35.25 | -68.25 | AR | 0.22 | 0.01 | 138.5 | 516
-35.75 | -68.25 | AR | 0.22 | 0.01 | 138.5 | 1296
-36.25 | -68.25 | AR | 0.22 | 0.01 | 138.4 | 1089
-36.75 | -68.25 | AR | 0.22 | 0.01 | 138.3 | 1227
-33.25 | -67.75 | AR | 0.22 | 0.01 | 132.8 | 945
-36.75 | -72.25 | CL | 0.22 | 0.01 | 113.5 | 1185
-39.25 | -70.25 | AR | 0.21 | 0.01 | 197.3 | 537
-38.75 | -69.75 | AR | 0.21 | 0.01 | 154.1 | 684
-37.75 | -69.25 | AR | 0.21 | 0.01 | 148.4 | 261
-38.25 | -69.25 | AR | 0.21 | 0.01 | 148.4 | 183
-37.25 | -68.75 | AR | 0.21 | 0.01 | 142.8 | 777
-32.25 | -67.25 | AR | 0.21 | 0.01 | 126.7 | 150
-32.75 | -67.25 | AR | 0.21 | 0.01 | 126.5 | 420
-37.25 | -72.25 | CL | 0.21 | 0.01 | 83.1 | 984
-40.25 | -70.75 | AR | 0.2 | 0.01 | 413.8 | 348
-39.75 | -70.25 | AR | 0.2 | 0.01 | 196.4 | 204
-32.25 | -66.75 | AR | 0.2 | 0.01 | 115.7 | 192
-32.75 | -66.75 | AR | 0.2 | 0.01 | 115.7 | 30
-26.75 | -64.75 | AR | 0.2 | 0.01 | 87.2 | 1464
-40.75 | -70.75 | AR | 0.19 | 0.01 | 395.7 | 306
-31.75 | -66.75 | AR | 0.19 | 0.01 | 115.7 | 576
-31.75 | -66.25 | AR | 0.19 | 0.01 | 107.6 | 72
-32.25 | -66.25 | AR | 0.19 | 0.01 | 107.4 | 105
-32.75 | -66.25 | AR | 0.19 | 0.01 | 107.2 | 729
-33.25 | -66.25 | AR | 0.19 | 0.01 | 107.2 | 936
-32.75 | -65.75 | AR | 0.19 | 0.01 | 99.9 | 1230
-33.25 | -65.75 | AR | 0.19 | 0.01 | 99.9 | 1287
-27.25 | -64.75 | AR | 0.19 | 0.01 | 86.9 | 1536
-25.75 | -64.25 | AR | 0.19 | 0.01 | 81.4 | 1323
-16.25 | -59.75 | BR | 0.19 | 0.01 | 76.3 | 786
-16.25 | -59.25 | BR | 0.19 | 0.01 | 104.8 | 1080
-16.25 | -58.75 | BR | 0.19 | 0.01 | 150.7 | 1530
-16.25 | -58.25 | BR | 0.19 | 0.01 | 139.7 | 1419
-16.75 | -58.25 | BR | 0.19 | 0.01 | 120.6 | 1224
-17.25 | -58.25 | BR | 0.19 | 0.01 | 75 | 759
-15.75 | -57.75 | BR | 0.19 | 0.01 | 121.3 | 1245
-16.25 | -57.75 | BR | 0.19 | 0.01 | 141 | 1425
-16.75 | -57.75 | BR | 0.19 | 0.01 | 130.5 | 1314
-17.25 | -57.75 | BR | 0.19 | 0.01 | 42.6 | 423
-16.25 | -57.25 | BR | 0.19 | 0.01 | 134.4 | 1359
-16.75 | -57.25 | BR | 0.19 | 0.01 | 121.3 | 1224
-17.25 | -57.25 | BR | 0.19 | 0.01 | 96.5 | 957
-17.75 | -57.25 | BR | 0.19 | 0.01 | 75.8 | 753
-16.25 | -56.75 | BR | 0.19 | 0.01 | 146.5 | 1470
-16.75 | -56.75 | BR | 0.19 | 0.01 | 117.9 | 1182
-17.25 | -56.75 | BR | 0.19 | 0.01 | 100.8 | 996
-17.75 | -56.75 | BR | 0.19 | 0.01 | 151.5 | 1497
-18.25 | -56.75 | BR | 0.19 | 0.01 | 82.5 | 819
-16.75 | -56.25 | BR | 0.19 | 0.01 | 98.3 | 984
-17.25 | -56.25 | BR | 0.19 | 0.01 | 123.1 | 1218
-17.75 | -56.25 | BR | 0.19 | 0.01 | 158.9 | 1572
-18.25 | -56.25 | BR | 0.19 | 0.01 | 116.2 | 1155
-18.75 | -56.25 | BR | 0.19 | 0.01 | 156.8 | 1560
-19.25 | -56.25 | BR | 0.19 | 0.01 | 155.1 | 1548
-17.25 | -55.75 | BR | 0.19 | 0.01 | 154.2 | 1518
-17.75 | -55.75 | BR | 0.19 | 0.01 | 160.1 | 1578
-18.25 | -55.75 | BR | 0.19 | 0.01 | 158.1 | 1557
-18.75 | -55.75 | BR | 0.19 | 0.01 | 158.8 | 1563
-19.25 | -55.75 | BR | 0.19 | 0.01 | 156 | 1545
-19.75 | -55.75 | BR | 0.19 | 0.01 | 151.2 | 1497
-20.25 | -55.75 | BR | 0.19 | 0.01 | 145 | 1452
-17.25 | -55.25 | BR | 0.19 | 0.01 | 153.9 | 1515
-17.75 | -55.25 | BR | 0.19 | 0.01 | 160.3 | 1578
-18.25 | -55.25 | BR | 0.19 | 0.01 | 160.9 | 1584
-18.75 | -55.25 | BR | 0.19 | 0.01 | 160.3 | 1578
-19.25 | -55.25 | BR | 0.19 | 0.01 | 150.3 | 1488
-19.75 | -55.25 | BR | 0.19 | 0.01 | 150.6 | 1491
-20.25 | -55.25 | BR | 0.19 | 0.01 | 150 | 1503
-17.75 | -54.75 | BR | 0.19 | 0.01 | 135 | 1545
-18.25 | -54.75 | BR | 0.19 | 0.01 | 160.1 | 1596
-18.75 | -54.75 | BR | 0.19 | 0.01 | 161.6 | 1593
-19.25 | -54.75 | BR | 0.19 | 0.01 | 133 | 1611
-19.75 | -54.75 | BR | 0.19 | 0.01 | 158.7 | 1620
-20.25 | -54.75 | BR | 0.19 | 0.01 | 148.5 | 1512
-17.75 | -54.25 | BR | 0.19 | 0.01 | 154.4 | 1557
-18.25 | -54.25 | BR | 0.19 | 0.01 | 163.7 | 1608
-18.75 | -54.25 | BR | 0.19 | 0.01 | 163.6 | 1605
-19.25 | -54.25 | BR | 0.19 | 0.01 | 154.9 | 1602
-19.75 | -54.25 | BR | 0.19 | 0.01 | 156.6 | 1617
-17.75 | -53.75 | BR | 0.19 | 0.01 | 146.7 | 1491
-18.25 | -53.75 | BR | 0.19 | 0.01 | 163.5 | 1611
-18.75 | -53.75 | BR | 0.19 | 0.01 | 163.4 | 1611
-19.25 | -53.75 | BR | 0.19 | 0.01 | 160.9 | 1614
-18.25 | -53.25 | BR | 0.19 | 0.01 | 133 | 1536
-18.75 | -53.25 | BR | 0.19 | 0.01 | 159.5 | 1584
-19.25 | -53.25 | BR | 0.19 | 0.01 | 150.8 | 1557
-18.25 | -52.75 | BR | 0.19 | 0.01 | 138.3 | 1623
-18.75 | -52.75 | BR | 0.19 | 0.01 | 113.8 | 1635
-19.25 | -52.75 | BR | 0.19 | 0.01 | 157.3 | 1578
-18.25 | -52.25 | BR | 0.19 | 0.01 | 151.4 | 1596
-18.75 | -52.25 | BR | 0.19 | 0.01 | 157.3 | 1632
-19.25 | -52.25 | BR | 0.19 | 0.01 | 162.8 | 1626
-18.25 | -51.75 | BR | 0.19 | 0.01 | 152.4 | 1641
-18.75 | -51.75 | BR | 0.19 | 0.01 | 159.8 | 1578
-19.25 | -51.75 | BR | 0.19 | 0.01 | 162.8 | 1602
-18.75 | -51.25 | BR | 0.19 | 0.01 | 164.7 | 1629
-19.25 | -51.25 | BR | 0.19 | 0.01 | 165.1 | 1626
-19.25 | -50.75 | BR | 0.19 | 0.01 | 161.4 | 1563
-19.25 | -50.25 | BR | 0.19 | 0.01 | 167.7 | 1626
-16.25 | -47.25 | BR | 0.19 | 0.01 | 137.6 | 1599
-16.75 | -47.25 | BR | 0.19 | 0.01 | 151.7 | 1680
-17.25 | -47.25 | BR | 0.19 | 0.01 | 157.9 | 1665
-17.75 | -47.25 | BR | 0.19 | 0.01 | 137.1 | 1662
-15.75 | -46.75 | BR | 0.19 | 0.01 | 166.5 | 1656
-16.25 | -46.75 | BR | 0.19 | 0.01 | 165.8 | 1647
-16.75 | -46.75 | BR | 0.19 | 0.01 | 168.5 | 1620
-14.75 | -46.25 | BR | 0.19 | 0.01 | 171.5 | 1629
-15.25 | -46.25 | BR | 0.19 | 0.01 | 171 | 1659
-4.75 | -40.75 | BR | 0.19 | 0.01 | 183.9 | 1695
-5.25 | -40.75 | BR | 0.19 | 0.01 | 164 | 1563
-4.25 | -40.25 | BR | 0.19 | 0.01 | 199.8 | 1812
-41.25 | -70.75 | AR | 0.18 | 0.01 | 387.8 | 372
-32.75 | -65.25 | AR | 0.18 | 0.01 | 91.7 | 1272
-32.75 | -64.75 | AR | 0.18 | 0.01 | 84.8 | 1509
-24.75 | -63.75 | AR | 0.18 | 0.01 | 78 | 1464
-9.75 | -72.25 | BR | 0.18 | 0.01 | 0 | 0
-9.75 | -71.75 | BR | 0.18 | 0.01 | 0 | 0
-9.75 | -71.25 | BR | 0.18 | 0.01 | 0.1 | 0
-10.25 | -69.75 | BR | 0.18 | 0.01 | 0.4 | 3
-10.25 | -69.25 | BR | 0.18 | 0.01 | 1.5 | 15
-10.75 | -68.75 | BR | 0.18 | 0.01 | 39.8 | 423
-10.75 | -68.25 | BR | 0.18 | 0.01 | 34.4 | 366
-24.75 | -53.25 | BR | 0.18 | 0.01 | 90.3 | 1626
-24.25 | -52.75 | BR | 0.18 | 0.01 | 81.2 | 1695
-23.75 | -52.25 | BR | 0.18 | 0.01 | 88.1 | 1656
-24.25 | -52.25 | BR | 0.18 | 0.01 | 112.9 | 1647
-23.75 | -51.75 | BR | 0.18 | 0.01 | 96.2 | 1674
-24.25 | -51.75 | BR | 0.18 | 0.01 | 114 | 1674
-18.25 | -51.25 | BR | 0.18 | 0.01 | 162.4 | 1638
-23.75 | -51.25 | BR | 0.18 | 0.01 | 100.3 | 1602
-18.25 | -50.75 | BR | 0.18 | 0.01 | 147.3 | 1647
-18.75 | -50.75 | BR | 0.18 | 0.01 | 174 | 1698
-23.75 | -50.75 | BR | 0.18 | 0.01 | 120 | 1443
-18.25 | -50.25 | BR | 0.18 | 0.01 | 128.2 | 1680
-18.75 | -50.25 | BR | 0.18 | 0.01 | 144.2 | 1458
-23.75 | -50.25 | BR | 0.18 | 0.01 | 147.3 | 1584
-16.75 | -49.75 | BR | 0.18 | 0.01 | 170.7 | 1698
-17.25 | -49.75 | BR | 0.18 | 0.01 | 155.8 | 1647
-17.75 | -49.75 | BR | 0.18 | 0.01 | 108 | 1665
-18.25 | -49.75 | BR | 0.18 | 0.01 | 101 | 1698
-18.75 | -49.75 | BR | 0.18 | 0.01 | 135.9 | 1656
-19.25 | -49.75 | BR | 0.18 | 0.01 | 169.1 | 1635
-23.75 | -49.75 | BR | 0.18 | 0.01 | 149.7 | 1638
-13.25 | -49.25 | BR | 0.18 | 0.01 | 176.4 | 1698
-13.75 | -49.25 | BR | 0.18 | 0.01 | 176.9 | 1704
-14.25 | -49.25 | BR | 0.18 | 0.01 | 175 | 1683
-15.75 | -49.25 | BR | 0.18 | 0.01 | 176 | 1701
-16.25 | -49.25 | BR | 0.18 | 0.01 | 172.4 | 1692
-16.75 | -49.25 | BR | 0.18 | 0.01 | 137.9 | 1335
-17.25 | -49.25 | BR | 0.18 | 0.01 | 168.8 | 1647
-17.75 | -49.25 | BR | 0.18 | 0.01 | 153.9 | 1650
-18.25 | -49.25 | BR | 0.18 | 0.01 | 135 | 1593
-18.75 | -49.25 | BR | 0.18 | 0.01 | 133 | 1632
-23.25 | -49.25 | BR | 0.18 | 0.01 | 111.8 | 1410
-12.75 | -48.75 | BR | 0.18 | 0.01 | 180.4 | 1707
-13.25 | -48.75 | BR | 0.18 | 0.01 | 176.1 | 1698
-13.75 | -48.75 | BR | 0.18 | 0.01 | 176.8 | 1704
-14.25 | -48.75 | BR | 0.18 | 0.01 | 156.4 | 1512
-14.75 | -48.75 | BR | 0.18 | 0.01 | 174.7 | 1674
-15.25 | -48.75 | BR | 0.18 | 0.01 | 172.2 | 1674
-15.75 | -48.75 | BR | 0.18 | 0.01 | 174 | 1677
-16.25 | -48.75 | BR | 0.18 | 0.01 | 149.3 | 1602
-16.75 | -48.75 | BR | 0.18 | 0.01 | 147.6 | 1668
-17.25 | -48.75 | BR | 0.18 | 0.01 | 162 | 1665
-17.75 | -48.75 | BR | 0.18 | 0.01 | 162.4 | 1644
-18.25 | -48.75 | BR | 0.18 | 0.01 | 153.1 | 1521
-18.75 | -48.75 | BR | 0.18 | 0.01 | 143.6 | 1638
-23.25 | -48.75 | BR | 0.18 | 0.01 | 94.3 | 1101
-12.25 | -48.25 | BR | 0.18 | 0.01 | 171.6 | 1623
-12.75 | -48.25 | BR | 0.18 | 0.01 | 174.3 | 1647
-13.25 | -48.25 | BR | 0.18 | 0.01 | 166.4 | 1605
-13.75 | -48.25 | BR | 0.18 | 0.01 | 159.4 | 1536
-14.25 | -48.25 | BR | 0.18 | 0.01 | 150.5 | 1440
-15.75 | -48.25 | BR | 0.18 | 0.01 | 159.1 | 1524
-16.25 | -48.25 | BR | 0.18 | 0.01 | 153.6 | 1557
-16.75 | -48.25 | BR | 0.18 | 0.01 | 151 | 1665
-17.25 | -48.25 | BR | 0.18 | 0.01 | 168.3 | 1650
-17.75 | -48.25 | BR | 0.18 | 0.01 | 167.3 | 1650
-18.25 | -48.25 | BR | 0.18 | 0.01 | 169 | 1641
-21.25 | -48.25 | BR | 0.18 | 0.01 | 84.5 | 1557
-23.25 | -48.25 | BR | 0.18 | 0.01 | 122.9 | 1326
-11.25 | -47.75 | BR | 0.18 | 0.01 | 181.9 | 1719
-11.75 | -47.75 | BR | 0.18 | 0.01 | 180.7 | 1707
-12.25 | -47.75 | BR | 0.18 | 0.01 | 184 | 1710
-12.75 | -47.75 | BR | 0.18 | 0.01 | 183.8 | 1707
-13.25 | -47.75 | BR | 0.18 | 0.01 | 178.7 | 1704
-13.75 | -47.75 | BR | 0.18 | 0.01 | 177.1 | 1689
-15.75 | -47.75 | BR | 0.18 | 0.01 | 141.9 | 1443
-16.25 | -47.75 | BR | 0.18 | 0.01 | 147.6 | 1611
-16.75 | -47.75 | BR | 0.18 | 0.01 | 157.1 | 1656
-17.25 | -47.75 | BR | 0.18 | 0.01 | 142.5 | 1653
-17.75 | -47.75 | BR | 0.18 | 0.01 | 167.9 | 1650
-18.25 | -47.75 | BR | 0.18 | 0.01 | 160.4 | 1524
-20.25 | -47.75 | BR | 0.18 | 0.01 | 108.8 | 1572
-20.75 | -47.75 | BR | 0.18 | 0.01 | 86.2 | 1590
-21.25 | -47.75 | BR | 0.18 | 0.01 | 80.1 | 1455
-21.75 | -47.75 | BR | 0.18 | 0.01 | 123.2 | 1425
-22.25 | -47.75 | BR | 0.18 | 0.01 | 132.7 | 1443
-11.25 | -47.25 | BR | 0.18 | 0.01 | 181.4 | 1713
-11.75 | -47.25 | BR | 0.18 | 0.01 | 178.8 | 1689
-12.25 | -47.25 | BR | 0.18 | 0.01 | 184.2 | 1710
-12.75 | -47.25 | BR | 0.18 | 0.01 | 183.4 | 1704
-13.25 | -47.25 | BR | 0.18 | 0.01 | 178.4 | 1701
-13.75 | -47.25 | BR | 0.18 | 0.01 | 176.6 | 1683
-15.75 | -47.25 | BR | 0.18 | 0.01 | 150.5 | 1650
-18.25 | -47.25 | BR | 0.18 | 0.01 | 160.4 | 1656
-18.75 | -47.25 | BR | 0.18 | 0.01 | 159.2 | 1632
-19.25 | -47.25 | BR | 0.18 | 0.01 | 143.1 | 1560
-19.75 | -47.25 | BR | 0.18 | 0.01 | 156 | 1623
-20.25 | -47.25 | BR | 0.18 | 0.01 | 153 | 1515
-20.75 | -47.25 | BR | 0.18 | 0.01 | 133.5 | 1548
-21.25 | -47.25 | BR | 0.18 | 0.01 | 136.4 | 1548
-10.75 | -46.75 | BR | 0.18 | 0.01 | 181.7 | 1722
-11.25 | -46.75 | BR | 0.18 | 0.01 | 173 | 1695
-11.75 | -46.75 | BR | 0.18 | 0.01 | 170.3 | 1605
-12.25 | -46.75 | BR | 0.18 | 0.01 | 183.3 | 1680
-12.75 | -46.75 | BR | 0.18 | 0.01 | 175.5 | 1611
-13.25 | -46.75 | BR | 0.18 | 0.01 | 171.2 | 1599
-13.75 | -46.75 | BR | 0.18 | 0.01 | 166.8 | 1572
-14.25 | -46.75 | BR | 0.18 | 0.01 | 176 | 1650
-17.75 | -46.75 | BR | 0.18 | 0.01 | 167.7 | 1611
-18.25 | -46.75 | BR | 0.18 | 0.01 | 167.1 | 1650
-18.75 | -46.75 | BR | 0.18 | 0.01 | 161 | 1608
-19.25 | -46.75 | BR | 0.18 | 0.01 | 154.6 | 1620
-19.75 | -46.75 | BR | 0.18 | 0.01 | 161.7 | 1617
-10.25 | -46.25 | BR | 0.18 | 0.01 | 182 | 1722
-10.75 | -46.25 | BR | 0.18 | 0.01 | 167.3 | 1722
-11.25 | -46.25 | BR | 0.18 | 0.01 | 133.9 | 1719
-11.75 | -46.25 | BR | 0.18 | 0.01 | 133.3 | 1719
-12.25 | -46.25 | BR | 0.18 | 0.01 | 140.1 | 1701
-14.25 | -46.25 | BR | 0.18 | 0.01 | 159 | 1551
-17.75 | -46.25 | BR | 0.18 | 0.01 | 165 | 1569
-18.25 | -46.25 | BR | 0.18 | 0.01 | 162.7 | 1632
-18.75 | -46.25 | BR | 0.18 | 0.01 | 167.9 | 1650
-19.25 | -46.25 | BR | 0.18 | 0.01 | 152.9 | 1629
-19.75 | -46.25 | BR | 0.18 | 0.01 | 158.1 | 1581
-20.25 | -46.25 | BR | 0.18 | 0.01 | 159.9 | 1617
-10.25 | -45.75 | BR | 0.18 | 0.01 | 174 | 1704
-10.75 | -45.75 | BR | 0.18 | 0.01 | 171.5 | 1725
-11.25 | -45.75 | BR | 0.18 | 0.01 | 155.8 | 1707
-11.75 | -45.75 | BR | 0.18 | 0.01 | 143.6 | 1719
-17.75 | -45.75 | BR | 0.18 | 0.01 | 175.8 | 1653
-18.25 | -45.75 | BR | 0.18 | 0.01 | 166.5 | 1644
-18.75 | -45.75 | BR | 0.18 | 0.01 | 170.3 | 1656
-19.25 | -45.75 | BR | 0.18 | 0.01 | 168.4 | 1677
-19.75 | -45.75 | BR | 0.18 | 0.01 | 163.1 | 1635
-17.25 | -45.25 | BR | 0.18 | 0.01 | 172.3 | 1620
-17.75 | -45.25 | BR | 0.18 | 0.01 | 164.4 | 1575
-18.25 | -45.25 | BR | 0.18 | 0.01 | 150.8 | 1467
-18.75 | -45.25 | BR | 0.18 | 0.01 | 142.2 | 1386
-19.25 | -45.25 | BR | 0.18 | 0.01 | 162.3 | 1617
-16.75 | -44.75 | BR | 0.18 | 0.01 | 182.4 | 1680
-17.25 | -44.75 | BR | 0.18 | 0.01 | 168.7 | 1596
-17.75 | -44.75 | BR | 0.18 | 0.01 | 173.7 | 1632
-18.75 | -44.75 | BR | 0.18 | 0.01 | 164.9 | 1569
-16.75 | -44.25 | BR | 0.18 | 0.01 | 179.9 | 1656
-16.25 | -43.75 | BR | 0.18 | 0.01 | 166.3 | 1545
-11.75 | -43.25 | BR | 0.18 | 0.01 | 204.2 | 1782
-12.25 | -43.25 | BR | 0.18 | 0.01 | 193.1 | 1713
-16.25 | -43.25 | BR | 0.18 | 0.01 | 168.8 | 1569
-11.75 | -42.75 | BR | 0.18 | 0.01 | 204.1 | 1785
-11.25 | -42.25 | BR | 0.18 | 0.01 | 176.3 | 1542
-22.25 | -42.25 | BR | 0.18 | 0.01 | 72.8 | 819
-4.25 | -41.75 | BR | 0.18 | 0.01 | 157.1 | 1392
-5.25 | -41.75 | BR | 0.18 | 0.01 | 182.3 | 1635
-5.75 | -41.75 | BR | 0.18 | 0.01 | 194 | 1740
-6.25 | -41.75 | BR | 0.18 | 0.01 | 186.8 | 1701
-5.25 | -41.25 | BR | 0.18 | 0.01 | 195 | 1749
-5.75 | -41.25 | BR | 0.18 | 0.01 | 201.3 | 1806
-40.25 | -72.75 | CL | 0.18 | 0.01 | 61.6 | 885
-40.75 | -72.75 | CL | 0.18 | 0.01 | 55.4 | 714
-41.75 | -70.75 | AR | 0.17 | 0.01 | 382.8 | 531
-28.25 | -65.25 | AR | 0.17 | 0.01 | 93.1 | 1152
-30.25 | -64.75 | AR | 0.17 | 0.01 | 85.9 | 1242
-32.25 | -64.75 | AR | 0.17 | 0.01 | 85 | 1302
-30.25 | -64.25 | AR | 0.17 | 0.01 | 80.4 | 1488
-30.75 | -64.25 | AR | 0.17 | 0.01 | 80.4 | 1551
-31.25 | -64.25 | AR | 0.17 | 0.01 | 80.1 | 1230
-31.75 | -64.25 | AR | 0.17 | 0.01 | 80.1 | 1488
-25.25 | -53.25 | BR | 0.17 | 0.01 | 123.5 | 1473
-24.75 | -52.75 | BR | 0.17 | 0.01 | 131.2 | 1629
-25.25 | -52.75 | BR | 0.17 | 0.01 | 124.5 | 1413
-25.75 | -52.75 | BR | 0.17 | 0.01 | 106.4 | 1530
-26.25 | -52.75 | BR | 0.17 | 0.01 | 107.2 | 1629
-24.75 | -52.25 | BR | 0.17 | 0.01 | 140.9 | 1623
-26.25 | -52.25 | BR | 0.17 | 0.01 | 101.6 | 1404
-26.75 | -52.25 | BR | 0.17 | 0.01 | 92.8 | 1371
-27.25 | -52.25 | BR | 0.17 | 0.01 | 119.4 | 1356
-24.75 | -51.75 | BR | 0.17 | 0.01 | 126.5 | 1596
-26.75 | -51.75 | BR | 0.17 | 0.01 | 88.4 | 999
-27.25 | -51.75 | BR | 0.17 | 0.01 | 111.8 | 1299
-27.75 | -51.75 | BR | 0.17 | 0.01 | 103.4 | 1575
-24.25 | -51.25 | BR | 0.17 | 0.01 | 134.2 | 1497
-24.75 | -51.25 | BR | 0.17 | 0.01 | 133.5 | 1449
-26.75 | -51.25 | BR | 0.17 | 0.01 | 59.5 | 669
-27.25 | -51.25 | BR | 0.17 | 0.01 | 111.5 | 1416
-27.75 | -51.25 | BR | 0.17 | 0.01 | 101.2 | 1233
-28.25 | -51.25 | BR | 0.17 | 0.01 | 114.3 | 1641
-28.75 | -51.25 | BR | 0.17 | 0.01 | 103.6 | 1182
-29.25 | -51.25 | BR | 0.17 | 0.01 | 65 | 768
-24.25 | -50.75 | BR | 0.17 | 0.01 | 73.7 | 804
-24.75 | -50.75 | BR | 0.17 | 0.01 | 115 | 1290
-27.75 | -50.75 | BR | 0.17 | 0.01 | 102.5 | 1185
-29.25 | -50.75 | BR | 0.17 | 0.01 | 78.4 | 921
-24.25 | -50.25 | BR | 0.17 | 0.01 | 71.1 | 939
-29.25 | -50.25 | BR | 0.17 | 0.01 | 72.7 | 855
-11.75 | -49.75 | BR | 0.17 | 0.01 | 163.7 | 1620
-10.25 | -49.25 | BR | 0.17 | 0.01 | 162.6 | 1584
-10.75 | -49.25 | BR | 0.17 | 0.01 | 164.1 | 1599
-11.25 | -49.25 | BR | 0.17 | 0.01 | 171.6 | 1650
-11.75 | -49.25 | BR | 0.17 | 0.01 | 177.4 | 1704
-12.25 | -49.25 | BR | 0.17 | 0.01 | 178.9 | 1713
-12.75 | -49.25 | BR | 0.17 | 0.01 | 178.6 | 1707
-10.25 | -48.75 | BR | 0.17 | 0.01 | 157.6 | 1536
-10.75 | -48.75 | BR | 0.17 | 0.01 | 158 | 1542
-11.25 | -48.75 | BR | 0.17 | 0.01 | 157.8 | 1506
-11.75 | -48.75 | BR | 0.17 | 0.01 | 177.5 | 1695
-12.25 | -48.75 | BR | 0.17 | 0.01 | 180.1 | 1704
-9.75 | -48.25 | BR | 0.17 | 0.01 | 156.6 | 1536
-10.25 | -48.25 | BR | 0.17 | 0.01 | 136.6 | 1302
-10.75 | -48.25 | BR | 0.17 | 0.01 | 146.4 | 1422
-11.25 | -48.25 | BR | 0.17 | 0.01 | 177.4 | 1695
-11.75 | -48.25 | BR | 0.17 | 0.01 | 178.6 | 1704
-9.75 | -47.75 | BR | 0.17 | 0.01 | 176.1 | 1701
-10.25 | -47.75 | BR | 0.17 | 0.01 | 173.8 | 1674
-10.75 | -47.75 | BR | 0.17 | 0.01 | 174.4 | 1668
-23.25 | -47.75 | BR | 0.17 | 0.01 | 127.5 | 1470
-24.75 | -47.75 | BR | 0.17 | 0.01 | 21.2 | 264
-9.25 | -47.25 | BR | 0.17 | 0.01 | 174.3 | 1674
-9.75 | -47.25 | BR | 0.17 | 0.01 | 179.9 | 1731
-10.25 | -47.25 | BR | 0.17 | 0.01 | 180.4 | 1725
-10.75 | -47.25 | BR | 0.17 | 0.01 | 177.8 | 1698
-21.75 | -47.25 | BR | 0.17 | 0.01 | 107.2 | 1554
-22.25 | -47.25 | BR | 0.17 | 0.01 | 98.2 | 1533
-22.75 | -47.25 | BR | 0.17 | 0.01 | 78.6 | 1128
-23.25 | -47.25 | BR | 0.17 | 0.01 | 100.7 | 1158
-24.25 | -47.25 | BR | 0.17 | 0.01 | 4.2 | 51
-9.25 | -46.75 | BR | 0.17 | 0.01 | 180.8 | 1728
-9.75 | -46.75 | BR | 0.17 | 0.01 | 182.4 | 1728
-10.25 | -46.75 | BR | 0.17 | 0.01 | 182.3 | 1725
-23.75 | -46.75 | BR | 0.17 | 0.01 | 18.5 | 207
-8.75 | -46.25 | BR | 0.17 | 0.01 | 153.6 | 1734
-9.25 | -46.25 | BR | 0.17 | 0.01 | 178.4 | 1728
-9.75 | -46.25 | BR | 0.17 | 0.01 | 181.4 | 1719
-20.75 | -46.25 | BR | 0.17 | 0.01 | 146.9 | 1515
-8.75 | -45.75 | BR | 0.17 | 0.01 | 179.3 | 1734
-9.25 | -45.75 | BR | 0.17 | 0.01 | 184.3 | 1722
-9.75 | -45.75 | BR | 0.17 | 0.01 | 186 | 1719
-20.25 | -45.75 | BR | 0.17 | 0.01 | 159.2 | 1623
-20.75 | -45.75 | BR | 0.17 | 0.01 | 141 | 1437
-8.75 | -45.25 | BR | 0.17 | 0.01 | 181.1 | 1737
-19.75 | -45.25 | BR | 0.17 | 0.01 | 160.1 | 1596
-20.25 | -45.25 | BR | 0.17 | 0.01 | 167.6 | 1695
-20.75 | -45.25 | BR | 0.17 | 0.01 | 172 | 1725
-8.25 | -44.75 | BR | 0.17 | 0.01 | 173.9 | 1737
-19.25 | -44.75 | BR | 0.17 | 0.01 | 162.7 | 1587
-19.75 | -44.75 | BR | 0.17 | 0.01 | 169.3 | 1650
-20.25 | -44.75 | BR | 0.17 | 0.01 | 158.2 | 1590
-20.75 | -44.75 | BR | 0.17 | 0.01 | 172.4 | 1731
-7.75 | -44.25 | BR | 0.17 | 0.01 | 177.4 | 1749
-8.25 | -44.25 | BR | 0.17 | 0.01 | 179.7 | 1713
-7.25 | -43.75 | BR | 0.17 | 0.01 | 188.2 | 1755
-7.75 | -43.75 | BR | 0.17 | 0.01 | 191.1 | 1779
-3.75 | -43.25 | BR | 0.17 | 0.01 | 161.5 | 1575
-6.75 | -43.25 | BR | 0.17 | 0.01 | 181.1 | 1719
-7.25 | -43.25 | BR | 0.17 | 0.01 | 188.8 | 1758
-12.75 | -43.25 | BR | 0.17 | 0.01 | 197.3 | 1752
-13.25 | -43.25 | BR | 0.17 | 0.01 | 198.6 | 1761
-13.75 | -43.25 | BR | 0.17 | 0.01 | 200.3 | 1776
-3.75 | -42.75 | BR | 0.17 | 0.01 | 164.7 | 1551
-5.75 | -42.75 | BR | 0.17 | 0.01 | 184 | 1677
-6.25 | -42.75 | BR | 0.17 | 0.01 | 180.4 | 1671
-13.75 | -42.75 | BR | 0.17 | 0.01 | 201.2 | 1773
-14.25 | -42.75 | BR | 0.17 | 0.01 | 194.6 | 1740
-15.75 | -42.75 | BR | 0.17 | 0.01 | 178.9 | 1662
-16.25 | -42.75 | BR | 0.17 | 0.01 | 164.5 | 1602
-22.25 | -42.75 | BR | 0.17 | 0.01 | 74.1 | 834
-4.25 | -42.25 | BR | 0.17 | 0.01 | 173 | 1551
-5.75 | -42.25 | BR | 0.17 | 0.01 | 193.6 | 1764
-6.25 | -42.25 | BR | 0.17 | 0.01 | 177.2 | 1650
-11.75 | -42.25 | BR | 0.17 | 0.01 | 186.2 | 1629
-14.25 | -42.25 | BR | 0.17 | 0.01 | 197.1 | 1764
-14.75 | -42.25 | BR | 0.17 | 0.01 | 200.7 | 1794
-15.25 | -42.25 | BR | 0.17 | 0.01 | 189.9 | 1764
-15.75 | -42.25 | BR | 0.17 | 0.01 | 184.1 | 1710
-16.25 | -42.25 | BR | 0.17 | 0.01 | 178.4 | 1740
-16.75 | -42.25 | BR | 0.17 | 0.01 | 173.4 | 1689
-17.25 | -42.25 | BR | 0.17 | 0.01 | 162.9 | 1662
-17.75 | -42.25 | BR | 0.17 | 0.01 | 164.6 | 1680
-11.75 | -41.75 | BR | 0.17 | 0.01 | 183 | 1716
-14.75 | -41.75 | BR | 0.17 | 0.01 | 191.6 | 1800
-15.25 | -41.75 | BR | 0.17 | 0.01 | 182 | 1806
-15.75 | -41.75 | BR | 0.17 | 0.01 | 177 | 1755
-16.25 | -41.75 | BR | 0.17 | 0.01 | 178.7 | 1806
-16.75 | -41.75 | BR | 0.17 | 0.01 | 171.7 | 1737
-17.25 | -41.75 | BR | 0.17 | 0.01 | 170.7 | 1797
-17.75 | -41.75 | BR | 0.17 | 0.01 | 164.9 | 1737
-18.25 | -41.75 | BR | 0.17 | 0.01 | 167.3 | 1797
-11.75 | -41.25 | BR | 0.17 | 0.01 | 184.5 | 1668
-12.25 | -41.25 | BR | 0.17 | 0.01 | 173.2 | 1614
-15.75 | -41.25 | BR | 0.17 | 0.01 | 168.8 | 1674
-16.25 | -41.25 | BR | 0.17 | 0.01 | 149.2 | 1509
-20.75 | -41.25 | BR | 0.17 | 0.01 | 146.7 | 1617
-20.25 | -40.75 | BR | 0.17 | 0.01 | 128.4 | 1419
-13.75 | -39.75 | BR | 0.17 | 0.01 | 143.9 | 1509
-14.25 | -39.75 | BR | 0.17 | 0.01 | 152.4 | 1596
-41.25 | -72.25 | CL | 0.17 | 0.01 | 13.6 | 135
-41.75 | -71.75 | AR | 0.16 | 0.01 | 838.6 | 327
-42.25 | -70.75 | AR | 0.16 | 0.01 | 367.3 | 318
-29.75 | -65.75 | AR | 0.16 | 0.01 | 100.6 | 237
-30.25 | -65.75 | AR | 0.16 | 0.01 | 100.5 | 402
-28.75 | -65.25 | AR | 0.16 | 0.01 | 93 | 1248
-29.25 | -65.25 | AR | 0.16 | 0.01 | 92.9 | 1416
-29.75 | -65.25 | AR | 0.16 | 0.01 | 92.5 | 711
-30.25 | -65.25 | AR | 0.16 | 0.01 | 92.5 | 963
1.75 | -54.25 | BR | 0.16 | 0.01 | 0 | 0
1.25 | -54.25 | BR | 0.16 | 0.01 | 0 | 0
0.75 | -54.25 | BR | 0.16 | 0.01 | 0 | 0
2.25 | -53.75 | BR | 0.16 | 0.01 | 0 | 0
1.75 | -53.75 | BR | 0.16 | 0.01 | 0 | 0
1.25 | -53.75 | BR | 0.16 | 0.01 | 0 | 0
0.75 | -53.75 | BR | 0.16 | 0.01 | 0 | 0
0.25 | -53.75 | BR | 0.16 | 0.01 | 0 | 0
2.25 | -53.25 | BR | 0.16 | 0.01 | 0 | 0
1.75 | -53.25 | BR | 0.16 | 0.01 | 0 | 0
1.25 | -53.25 | BR | 0.16 | 0.01 | 0 | 0
0.75 | -53.25 | BR | 0.16 | 0.01 | 0 | 0
0.25 | -53.25 | BR | 0.16 | 0.01 | 0 | 0
2.25 | -52.75 | BR | 0.16 | 0.01 | 0 | 0
1.75 | -52.75 | BR | 0.16 | 0.01 | 0 | 0
1.25 | -52.75 | BR | 0.16 | 0.01 | 0 | 0
0.75 | -52.75 | BR | 0.16 | 0.01 | 0 | 0
0.25 | -52.75 | BR | 0.16 | 0.01 | 0 | 0
2.75 | -52.25 | BR | 0.16 | 0.01 | 0 | 0
2.25 | -52.25 | BR | 0.16 | 0.01 | 0 | 0
1.75 | -52.25 | BR | 0.16 | 0.01 | 0 | 0
1.25 | -52.25 | BR | 0.16 | 0.01 | 0.9 | 6
0.75 | -52.25 | BR | 0.16 | 0.01 | 1.2 | 9
0.25 | -52.25 | BR | 0.16 | 0.01 | 0 | 0
2.25 | -51.75 | BR | 0.16 | 0.01 | 1.3 | 12
1.75 | -51.75 | BR | 0.16 | 0.01 | 0 | 0
1.25 | -51.75 | BR | 0.16 | 0.01 | 0 | 0
0.75 | -51.75 | BR | 0.16 | 0.01 | 5.5 | 57
0.25 | -51.75 | BR | 0.16 | 0.01 | 3.2 | 30
0.75 | -51.25 | BR | 0.16 | 0.01 | 47.1 | 489
0.25 | -51.25 | BR | 0.16 | 0.01 | 63.7 | 660
-25.75 | -48.75 | BR | 0.16 | 0.01 | 3.8 | 45
-25.25 | -48.25 | BR | 0.16 | 0.01 | 0.4 | 3
-8.25 | -46.75 | BR | 0.16 | 0.01 | 156.5 | 1728
-8.75 | -46.75 | BR | 0.16 | 0.01 | 159.8 | 1728
-7.75 | -46.25 | BR | 0.16 | 0.01 | 169.9 | 1728
-8.25 | -46.25 | BR | 0.16 | 0.01 | 163.7 | 1713
-7.75 | -45.75 | BR | 0.16 | 0.01 | 172.9 | 1728
-8.25 | -45.75 | BR | 0.16 | 0.01 | 167.3 | 1722
-7.75 | -45.25 | BR | 0.16 | 0.01 | 172.2 | 1716
-8.25 | -45.25 | BR | 0.16 | 0.01 | 162.8 | 1737
-2.75 | -44.75 | BR | 0.16 | 0.01 | 102.6 | 1068
-7.25 | -44.75 | BR | 0.16 | 0.01 | 182.4 | 1737
-7.75 | -44.75 | BR | 0.16 | 0.01 | 180.8 | 1740
-3.25 | -44.25 | BR | 0.16 | 0.01 | 143.2 | 1422
-7.25 | -44.25 | BR | 0.16 | 0.01 | 177.4 | 1737
-3.25 | -43.75 | BR | 0.16 | 0.01 | 129.2 | 1248
-3.75 | -43.75 | BR | 0.16 | 0.01 | 147.3 | 1422
-6.75 | -43.75 | BR | 0.16 | 0.01 | 164.2 | 1557
-6.25 | -43.25 | BR | 0.16 | 0.01 | 176.5 | 1674
-14.25 | -41.25 | BR | 0.16 | 0.01 | 190.3 | 1788
-14.75 | -41.25 | BR | 0.16 | 0.01 | 191.8 | 1803
-16.75 | -41.25 | BR | 0.16 | 0.01 | 171.6 | 1734
-17.25 | -41.25 | BR | 0.16 | 0.01 | 169 | 1779
-17.75 | -41.25 | BR | 0.16 | 0.01 | 170.4 | 1794
-18.25 | -41.25 | BR | 0.16 | 0.01 | 166.7 | 1791
-12.25 | -40.75 | BR | 0.16 | 0.01 | 173.5 | 1773
-14.25 | -40.75 | BR | 0.16 | 0.01 | 182.7 | 1800
-14.75 | -40.75 | BR | 0.16 | 0.01 | 180.6 | 1779
-15.75 | -40.75 | BR | 0.16 | 0.01 | 167 | 1716
-16.25 | -40.75 | BR | 0.16 | 0.01 | 159.5 | 1671
-16.75 | -40.75 | BR | 0.16 | 0.01 | 169.9 | 1776
-17.25 | -40.75 | BR | 0.16 | 0.01 | 170 | 1809
-17.75 | -40.75 | BR | 0.16 | 0.01 | 168.1 | 1788
-18.25 | -40.75 | BR | 0.16 | 0.01 | 161.5 | 1746
-18.75 | -40.75 | BR | 0.16 | 0.01 | 163 | 1764
-19.75 | -40.75 | BR | 0.16 | 0.01 | 146.9 | 1602
-12.75 | -40.25 | BR | 0.16 | 0.01 | 176.6 | 1803
-14.75 | -40.25 | BR | 0.16 | 0.01 | 177 | 1746
-15.25 | -40.25 | BR | 0.16 | 0.01 | 170.9 | 1758
-15.75 | -40.25 | BR | 0.16 | 0.01 | 176 | 1809
-16.25 | -40.25 | BR | 0.16 | 0.01 | 170.3 | 1779
-16.75 | -40.25 | BR | 0.16 | 0.01 | 172.6 | 1803
-42.25 | -71.75 | AR | 0.15 | 0.01 | 831.2 | 606
-42.25 | -71.25 | AR | 0.15 | 0.01 | 666.9 | 645
-42.75 | -71.25 | AR | 0.15 | 0.01 | 661.2 | 885
-42.75 | -70.75 | AR | 0.15 | 0.01 | 360.1 | 408
-43.25 | -70.75 | AR | 0.15 | 0.01 | 355.5 | 501
-43.75 | -70.75 | AR | 0.15 | 0.01 | 349.8 | 591
-0.25 | -50.25 | BR | 0.15 | 0.01 | 6.4 | 66
-0.75 | -49.75 | BR | 0.15 | 0.01 | 5.4 | 57
-1.25 | -49.25 | BR | 0.15 | 0.01 | 40.3 | 405
-1.75 | -48.75 | BR | 0.15 | 0.01 | 40.9 | 408
-1.75 | -48.25 | BR | 0.15 | 0.01 | 49.3 | 492
-1.75 | -47.75 | BR | 0.15 | 0.01 | 116.1 | 1188
-2.25 | -45.75 | BR | 0.15 | 0.01 | 148 | 1548
-2.25 | -45.25 | BR | 0.15 | 0.01 | 127.3 | 1332
-2.75 | -45.25 | BR | 0.15 | 0.01 | 140.1 | 1464
-7.25 | -45.25 | BR | 0.15 | 0.01 | 178.2 | 1737
-3.25 | -44.75 | BR | 0.15 | 0.01 | 128.9 | 1314
-42.75 | -71.75 | AR | 0.14 | 0.01 | 830.5 | 510
-48.25 | -71.75 | AR | 0.14 | 0.01 | 792.8 | 912
-49.75 | -71.75 | AR | 0.14 | 0.01 | 772 | 957
-43.25 | -71.75 | CL | 0.14 | 0.01 | 52.5 | 519
-44.25 | -71.25 | AR | 0.13 | 0.01 | 629.1 | 996
-50.25 | -73.75 | CL | 0.13 | 0.01 | 21.4 | 171
-51.25 | -73.25 | CL | 0.12 | 0.01 | 27 | 282
-51.25 | -72.75 | CL | 0.12 | 0.01 | 27.4 | 435
-51.75 | -73.25 | CL | 0.11 | 0.01 | 27.4 | 372
-51.75 | -72.75 | CL | 0.11 | 0.01 | 15 | 246
-44.75 | -73.25 | CL | 0.1 | 0.01 | 1.8 | 24
-52.25 | -72.75 | CL | 0.1 | 0.01 | 13.1 | 285
-24.75 | -68.25 | AR | 0.28 | 0 | 140.6 | 1476
-25.25 | -68.25 | AR | 0.28 | 0 | 140.5 | 1446
-25.75 | -68.25 | AR | 0.28 | 0 | 140.3 | 1500
-24.25 | -67.75 | AR | 0.28 | 0 | 135.2 | 1452
-24.75 | -67.75 | AR | 0.28 | 0 | 135.2 | 1266
-25.25 | -67.75 | AR | 0.28 | 0 | 135 | 1428
-25.75 | -67.75 | AR | 0.28 | 0 | 135 | 1311
-23.75 | -67.25 | AR | 0.28 | 0 | 128.5 | 1521
-24.25 | -67.25 | AR | 0.28 | 0 | 128.5 | 1437
-24.75 | -67.25 | AR | 0.28 | 0 | 128.5 | 1320
-25.25 | -67.25 | AR | 0.28 | 0 | 128.2 | 1251
-21.25 | -68.75 | CL | 0.28 | 0 | 926.1 | 1443
-21.75 | -68.75 | CL | 0.28 | 0 | 1066.4 | 1614
-23.25 | -68.75 | CL | 0.28 | 0 | 1096.8 | 1635
-23.75 | -68.75 | CL | 0.28 | 0 | 1099 | 1638
-24.25 | -68.75 | CL | 0.28 | 0 | 1041.7 | 1545
-24.75 | -68.75 | CL | 0.28 | 0 | 1023 | 1515
-25.25 | -68.75 | CL | 0.28 | 0 | 1004.9 | 1494
-25.75 | -68.75 | CL | 0.28 | 0 | 1017.8 | 1512
-21.25 | -68.25 | CL | 0.28 | 0 | 862.7 | 1347
-21.75 | -68.25 | CL | 0.28 | 0 | 1019.2 | 1548
-22.75 | -68.25 | CL | 0.28 | 0 | 1016.4 | 1518
-23.75 | -68.25 | CL | 0.28 | 0 | 1031.7 | 1536
-24.25 | -68.25 | CL | 0.28 | 0 | 1029.5 | 1527
-23.25 | -67.75 | CL | 0.28 | 0 | 1018.9 | 1530
-23.75 | -67.75 | CL | 0.28 | 0 | 1011.4 | 1518
-23.25 | -67.25 | CL | 0.28 | 0 | 1004.5 | 1509
-32.25 | -70.25 | AR | 0.27 | 0 | 237.7 | 1287
-26.25 | -68.25 | AR | 0.27 | 0 | 140.2 | 1416
-26.25 | -67.75 | AR | 0.27 | 0 | 134.9 | 1302
-25.75 | -67.25 | AR | 0.27 | 0 | 128.1 | 1341
-22.75 | -66.75 | AR | 0.27 | 0 | 119.4 | 1197
-23.25 | -66.75 | AR | 0.27 | 0 | 119.1 | 1398
-23.75 | -66.75 | AR | 0.27 | 0 | 119.1 | 1188
-24.25 | -66.75 | AR | 0.27 | 0 | 119 | 1206
-24.75 | -66.75 | AR | 0.27 | 0 | 119 | 1263
-25.25 | -66.75 | AR | 0.27 | 0 | 118.8 | 1170
-25.75 | -66.75 | AR | 0.27 | 0 | 118.8 | 1218
-24.75 | -70.25 | CL | 0.27 | 0 | 960.1 | 1773
-21.75 | -69.75 | CL | 0.27 | 0 | 1129.8 | 1818
-22.25 | -69.75 | CL | 0.27 | 0 | 1140.6 | 1803
-22.75 | -69.75 | CL | 0.27 | 0 | 1142 | 1806
-23.25 | -69.75 | CL | 0.27 | 0 | 1119.4 | 1794
-23.75 | -69.75 | CL | 0.27 | 0 | 1116.3 | 1788
-24.25 | -69.75 | CL | 0.27 | 0 | 1121.5 | 1779
-24.75 | -69.75 | CL | 0.27 | 0 | 1121.6 | 1779
-25.25 | -69.75 | CL | 0.27 | 0 | 1115.2 | 1767
-20.25 | -69.25 | CL | 0.27 | 0 | 1039.2 | 1704
-20.75 | -69.25 | CL | 0.27 | 0 | 1127.6 | 1827
-21.25 | -69.25 | CL | 0.27 | 0 | 1130.5 | 1818
-21.75 | -69.25 | CL | 0.27 | 0 | 1130.5 | 1818
-22.25 | -69.25 | CL | 0.27 | 0 | 1142.2 | 1806
-22.75 | -69.25 | CL | 0.27 | 0 | 1142.1 | 1806
-23.25 | -69.25 | CL | 0.27 | 0 | 1119.6 | 1794
-23.75 | -69.25 | CL | 0.27 | 0 | 1119.3 | 1794
-24.25 | -69.25 | CL | 0.27 | 0 | 1100.7 | 1746
-24.75 | -69.25 | CL | 0.27 | 0 | 1045.7 | 1659
-25.25 | -69.25 | CL | 0.27 | 0 | 1003 | 1590
-25.75 | -69.25 | CL | 0.27 | 0 | 1049.2 | 1665
-26.25 | -69.25 | CL | 0.27 | 0 | 1059.7 | 1677
-19.75 | -68.75 | CL | 0.27 | 0 | 337.9 | 609
-20.25 | -68.75 | CL | 0.27 | 0 | 810.3 | 1272
-20.75 | -68.75 | CL | 0.27 | 0 | 922.8 | 1449
-22.25 | -68.75 | CL | 0.27 | 0 | 1122.7 | 1674
-22.75 | -68.75 | CL | 0.27 | 0 | 1185.5 | 1767
-26.25 | -68.75 | CL | 0.27 | 0 | 973.9 | 1491
-22.25 | -68.25 | CL | 0.27 | 0 | 1020.5 | 1521
-23.25 | -68.25 | CL | 0.27 | 0 | 1028.2 | 1530
-31.75 | -70.25 | AR | 0.26 | 0 | 239 | 1323
-32.25 | -69.75 | AR | 0.26 | 0 | 155.8 | 1200
-32.75 | -69.75 | AR | 0.26 | 0 | 155.7 | 1278
-33.25 | -69.75 | AR | 0.26 | 0 | 155.5 | 1266
-33.75 | -69.75 | AR | 0.26 | 0 | 155.1 | 1251
-26.75 | -68.25 | AR | 0.26 | 0 | 140.2 | 1428
-26.25 | -67.25 | AR | 0.26 | 0 | 128 | 1251
-26.25 | -66.75 | AR | 0.26 | 0 | 118.8 | 858
-22.75 | -66.25 | AR | 0.26 | 0 | 110.7 | 540
-23.25 | -66.25 | AR | 0.26 | 0 | 110.6 | 975
-23.75 | -66.25 | AR | 0.26 | 0 | 110.6 | 975
-24.25 | -66.25 | AR | 0.26 | 0 | 110.5 | 714
-24.75 | -66.25 | AR | 0.26 | 0 | 110.5 | 966
-24.25 | -70.25 | CL | 0.26 | 0 | 967.6 | 1782
-25.25 | -70.25 | CL | 0.26 | 0 | 772.8 | 1545
-25.75 | -70.25 | CL | 0.26 | 0 | 888.4 | 1737
-26.25 | -70.25 | CL | 0.26 | 0 | 881.1 | 1749
-32.75 | -70.25 | CL | 0.26 | 0 | 582.3 | 1371
-33.25 | -70.25 | CL | 0.26 | 0 | 460.8 | 1233
-19.75 | -69.75 | CL | 0.26 | 0 | 1122.2 | 1839
-20.25 | -69.75 | CL | 0.26 | 0 | 1109.3 | 1797
-20.75 | -69.75 | CL | 0.26 | 0 | 1113.3 | 1803
-21.25 | -69.75 | CL | 0.26 | 0 | 1130.5 | 1818
-25.75 | -69.75 | CL | 0.26 | 0 | 1117.5 | 1770
-26.25 | -69.75 | CL | 0.26 | 0 | 1110.8 | 1758
-19.25 | -69.25 | CL | 0.26 | 0 | 353.9 | 621
-19.75 | -69.25 | CL | 0.26 | 0 | 773.2 | 1299
-26.75 | -69.25 | CL | 0.26 | 0 | 998.2 | 1581
-26.75 | -68.75 | CL | 0.26 | 0 | 969.3 | 1482
-31.25 | -70.25 | AR | 0.25 | 0 | 239.4 | 1302
-34.75 | -70.25 | AR | 0.25 | 0 | 232.2 | 1155
-31.75 | -69.75 | AR | 0.25 | 0 | 155.8 | 1209
-34.25 | -69.75 | AR | 0.25 | 0 | 155.1 | 1281
-32.25 | -69.25 | AR | 0.25 | 0 | 149.1 | 1008
-32.75 | -69.25 | AR | 0.25 | 0 | 149.1 | 735
-27.25 | -68.75 | AR | 0.25 | 0 | 145 | 1389
-26.75 | -67.75 | AR | 0.25 | 0 | 134.8 | 1176
-26.75 | -67.25 | AR | 0.25 | 0 | 127.9 | 1236
-22.25 | -66.25 | AR | 0.25 | 0 | 110.8 | 456
-25.25 | -66.25 | AR | 0.25 | 0 | 110.4 | 582
-25.75 | -66.25 | AR | 0.25 | 0 | 110.3 | 726
-26.25 | -66.25 | AR | 0.25 | 0 | 109.8 | 681
-23.25 | -65.75 | AR | 0.25 | 0 | 102.1 | 849
-23.75 | -65.75 | AR | 0.25 | 0 | 101.6 | 783
-24.25 | -65.75 | AR | 0.25 | 0 | 101.3 | 651
-31.25 | -71.25 | CL | 0.25 | 0 | 40.6 | 393
-31.75 | -71.25 | CL | 0.25 | 0 | 80.3 | 783
-32.25 | -71.25 | CL | 0.25 | 0 | 114.8 | 1140
-32.75 | -71.25 | CL | 0.25 | 0 | 139.4 | 1368
-27.25 | -70.75 | CL | 0.25 | 0 | 722.7 | 1422
-31.25 | -70.75 | CL | 0.25 | 0 | 420.9 | 1011
-31.75 | -70.75 | CL | 0.25 | 0 | 291.9 | 1038
-32.25 | -70.75 | CL | 0.25 | 0 | 195.9 | 1095
-32.75 | -70.75 | CL | 0.25 | 0 | 135.1 | 1221
-19.25 | -70.25 | CL | 0.25 | 0 | 517.6 | 993
-26.75 | -70.25 | CL | 0.25 | 0 | 889.8 | 1758
-33.75 | -70.25 | CL | 0.25 | 0 | 376.6 | 1257
-34.25 | -70.25 | CL | 0.25 | 0 | 499.5 | 1227
-19.25 | -69.75 | CL | 0.25 | 0 | 1100.3 | 1806
-26.75 | -69.75 | CL | 0.25 | 0 | 1112.6 | 1761
-27.25 | -69.75 | CL | 0.25 | 0 | 1081.7 | 1737
-18.75 | -69.25 | CL | 0.25 | 0 | 294.5 | 564
-27.25 | -69.25 | CL | 0.25 | 0 | 882.7 | 1419
-19.25 | -68.75 | CL | 0.25 | 0 | 421.7 | 834
-30.75 | -70.25 | AR | 0.24 | 0 | 241.8 | 1344
-35.25 | -70.25 | AR | 0.24 | 0 | 230 | 1248
-35.75 | -70.25 | AR | 0.24 | 0 | 222.3 | 1164
-31.25 | -69.75 | AR | 0.24 | 0 | 155.9 | 1119
-34.75 | -69.75 | AR | 0.24 | 0 | 155 | 996
-35.25 | -69.75 | AR | 0.24 | 0 | 155 | 705
-31.75 | -69.25 | AR | 0.24 | 0 | 149.3 | 1182
-33.25 | -69.25 | AR | 0.24 | 0 | 149 | 612
-33.75 | -69.25 | AR | 0.24 | 0 | 149 | 1173
-34.25 | -69.25 | AR | 0.24 | 0 | 148.9 | 864
-27.25 | -68.25 | AR | 0.24 | 0 | 140.2 | 1323
-26.75 | -66.75 | AR | 0.24 | 0 | 118.3 | 1098
-22.25 | -65.75 | AR | 0.24 | 0 | 102.7 | 150
-22.75 | -65.75 | AR | 0.24 | 0 | 102.3 | 192
-24.75 | -65.75 | AR | 0.24 | 0 | 101.3 | 1011
-25.25 | -65.75 | AR | 0.24 | 0 | 101.3 | 741
-33.25 | -71.25 | CL | 0.24 | 0 | 142.4 | 1437
-33.75 | -71.25 | CL | 0.24 | 0 | 150.3 | 1587
-34.25 | -71.25 | CL | 0.24 | 0 | 136.3 | 1509
-34.75 | -71.25 | CL | 0.24 | 0 | 135 | 1506
-27.75 | -70.75 | CL | 0.24 | 0 | 825.2 | 1626
-28.25 | -70.75 | CL | 0.24 | 0 | 894.4 | 1611
-29.25 | -70.75 | CL | 0.24 | 0 | 402.4 | 954
-29.75 | -70.75 | CL | 0.24 | 0 | 174.5 | 639
-30.25 | -70.75 | CL | 0.24 | 0 | 147.2 | 585
-30.75 | -70.75 | CL | 0.24 | 0 | 178.9 | 720
-33.25 | -70.75 | CL | 0.24 | 0 | 116.6 | 1119
-33.75 | -70.75 | CL | 0.24 | 0 | 126.3 | 1278
-34.25 | -70.75 | CL | 0.24 | 0 | 139.5 | 1254
-34.75 | -70.75 | CL | 0.24 | 0 | 202 | 1035
-35.25 | -70.75 | CL | 0.24 | 0 | 300.5 | 1056
-18.75 | -70.25 | CL | 0.24 | 0 | 641.8 | 1218
-27.25 | -70.25 | CL | 0.24 | 0 | 844.6 | 1665
-27.75 | -70.25 | CL | 0.24 | 0 | 851.7 | 1701
-30.25 | -70.25 | CL | 0.24 | 0 | 751.1 | 1362
-18.75 | -69.75 | CL | 0.24 | 0 | 935.2 | 1563
-27.75 | -69.75 | CL | 0.24 | 0 | 982.8 | 1587
-27.75 | -69.25 | CL | 0.24 | 0 | 864.7 | 1392
-36.25 | -70.25 | AR | 0.23 | 0 | 222.1 | 1107
-36.75 | -70.25 | AR | 0.23 | 0 | 218.4 | 1062
-29.25 | -69.75 | AR | 0.23 | 0 | 156.5 | 1356
-29.75 | -69.75 | AR | 0.23 | 0 | 156.5 | 1368
-30.25 | -69.75 | AR | 0.23 | 0 | 156.4 | 1272
-30.75 | -69.75 | AR | 0.23 | 0 | 155.9 | 1191
-35.75 | -69.75 | AR | 0.23 | 0 | 154.9 | 438
-36.25 | -69.75 | AR | 0.23 | 0 | 154.9 | 825
-28.25 | -69.25 | AR | 0.23 | 0 | 149.5 | 1380
-31.25 | -69.25 | AR | 0.23 | 0 | 149.3 | 1239
-34.75 | -69.25 | AR | 0.23 | 0 | 148.8 | 942
-35.25 | -69.25 | AR | 0.23 | 0 | 148.8 | 768
-35.75 | -69.25 | AR | 0.23 | 0 | 148.6 | 573
-36.25 | -69.25 | AR | 0.23 | 0 | 148.6 | 1206
-27.75 | -68.75 | AR | 0.23 | 0 | 144.9 | 1350
-31.75 | -68.75 | AR | 0.23 | 0 | 144.2 | 549
-32.25 | -68.75 | AR | 0.23 | 0 | 144.2 | 315
-32.75 | -68.75 | AR | 0.23 | 0 | 143.9 | 522
-33.25 | -68.75 | AR | 0.23 | 0 | 143.7 | 663
-33.75 | -68.75 | AR | 0.23 | 0 | 143.6 | 804
-34.25 | -68.75 | AR | 0.23 | 0 | 143.4 | 1020
-34.75 | -68.75 | AR | 0.23 | 0 | 143.1 | 960
-35.25 | -68.75 | AR | 0.23 | 0 | 142.9 | 1224
-35.75 | -68.75 | AR | 0.23 | 0 | 142.9 | 1272
-27.25 | -67.75 | AR | 0.23 | 0 | 134.4 | 996
-27.25 | -67.25 | AR | 0.23 | 0 | 127.8 | 756
-26.75 | -66.25 | AR | 0.23 | 0 | 109.7 | 837
-25.75 | -65.75 | AR | 0.23 | 0 | 101.2 | 441
-26.25 | -65.75 | AR | 0.23 | 0 | 101.1 | 717
-22.25 | -65.25 | AR | 0.23 | 0 | 95.1 | 456
-22.75 | -65.25 | AR | 0.23 | 0 | 95.1 | 588
-23.25 | -65.25 | AR | 0.23 | 0 | 94.3 | 429
-23.75 | -65.25 | AR | 0.23 | 0 | 94.3 | 447
-35.25 | -71.25 | CL | 0.23 | 0 | 98.5 | 1119
-35.75 | -71.25 | CL | 0.23 | 0 | 93.9 | 792
-36.25 | -71.25 | CL | 0.23 | 0 | 148.9 | 840
-28.75 | -70.75 | CL | 0.23 | 0 | 490.2 | 1023
-35.75 | -70.75 | CL | 0.23 | 0 | 427.1 | 1221
-36.25 | -70.75 | CL | 0.23 | 0 | 332 | 1209
-28.25 | -70.25 | CL | 0.23 | 0 | 847.6 | 1611
-28.75 | -70.25 | CL | 0.23 | 0 | 649.5 | 1272
-29.25 | -70.25 | CL | 0.23 | 0 | 704.4 | 1323
-29.75 | -70.25 | CL | 0.23 | 0 | 814.8 | 1479
-18.25 | -69.75 | CL | 0.23 | 0 | 737.8 | 1269
-28.25 | -69.75 | CL | 0.23 | 0 | 818.6 | 1374
-28.75 | -69.75 | CL | 0.23 | 0 | 831.8 | 1362
-18.25 | -69.25 | CL | 0.23 | 0 | 444.5 | 1023
-36.75 | -70.75 | AR | 0.22 | 0 | 469.1 | 1167
-37.25 | -70.75 | AR | 0.22 | 0 | 466.8 | 861
-37.25 | -70.25 | AR | 0.22 | 0 | 217.1 | 630
-36.75 | -69.75 | AR | 0.22 | 0 | 154.9 | 687
-37.25 | -69.75 | AR | 0.22 | 0 | 154.8 | 714
-28.75 | -69.25 | AR | 0.22 | 0 | 149.5 | 1278
-30.75 | -69.25 | AR | 0.22 | 0 | 149.3 | 1191
-36.75 | -69.25 | AR | 0.22 | 0 | 148.6 | 1266
-37.25 | -69.25 | AR | 0.22 | 0 | 148.5 | 642
-28.25 | -68.75 | AR | 0.22 | 0 | 144.5 | 1134
-36.25 | -68.75 | AR | 0.22 | 0 | 142.9 | 1317
-36.75 | -68.75 | AR | 0.22 | 0 | 142.9 | 1458
-27.75 | -68.25 | AR | 0.22 | 0 | 140.1 | 1116
-31.75 | -68.25 | AR | 0.22 | 0 | 139.3 | 699
-32.25 | -68.25 | AR | 0.22 | 0 | 139.2 | 327
-32.75 | -68.25 | AR | 0.22 | 0 | 139 | 984
-33.25 | -68.25 | AR | 0.22 | 0 | 139 | 1218
-33.75 | -68.25 | AR | 0.22 | 0 | 139 | 912
-32.25 | -67.75 | AR | 0.22 | 0 | 133.2 | 429
-32.75 | -67.75 | AR | 0.22 | 0 | 133 | 1281
-27.25 | -66.75 | AR | 0.22 | 0 | 118.2 | 510
-27.25 | -66.25 | AR | 0.22 | 0 | 109.6 | 1044
-26.75 | -65.75 | AR | 0.22 | 0 | 101.1 | 999
-24.25 | -65.25 | AR | 0.22 | 0 | 94.2 | 495
-24.75 | -65.25 | AR | 0.22 | 0 | 94.2 | 624
-25.25 | -65.25 | AR | 0.22 | 0 | 94.1 | 567
-25.75 | -65.25 | AR | 0.22 | 0 | 93.7 | 600
-36.25 | -71.75 | CL | 0.22 | 0 | 93.2 | 1152
-36.75 | -71.75 | CL | 0.22 | 0 | 67 | 744
-36.75 | -71.25 | CL | 0.22 | 0 | 184.8 | 1131
-37.25 | -71.25 | CL | 0.22 | 0 | 196.1 | 1104
-37.75 | -71.25 | CL | 0.22 | 0 | 155 | 1053
-17.75 | -69.75 | CL | 0.22 | 0 | 304.1 | 660
-37.75 | -70.75 | AR | 0.21 | 0 | 462.5 | 708
-38.25 | -70.75 | AR | 0.21 | 0 | 443.8 | 729
-38.75 | -70.75 | AR | 0.21 | 0 | 442 | 771
-37.75 | -70.25 | AR | 0.21 | 0 | 203.2 | 684
-38.25 | -70.25 | AR | 0.21 | 0 | 198.4 | 672
-38.75 | -70.25 | AR | 0.21 | 0 | 198.3 | 474
-37.75 | -69.75 | AR | 0.21 | 0 | 154.8 | 390
-38.25 | -69.75 | AR | 0.21 | 0 | 154.2 | 474
-29.25 | -69.25 | AR | 0.21 | 0 | 149.5 | 1299
-29.75 | -69.25 | AR | 0.21 | 0 | 149.4 | 1383
-30.25 | -69.25 | AR | 0.21 | 0 | 149.4 | 1206
-31.25 | -68.75 | AR | 0.21 | 0 | 144.2 | 732
-27.75 | -67.75 | AR | 0.21 | 0 | 134.4 | 1197
-31.75 | -67.75 | AR | 0.21 | 0 | 133.4 | 207
-26.25 | -65.25 | AR | 0.21 | 0 | 93.6 | 894
-26.75 | -65.25 | AR | 0.21 | 0 | 93.5 | 795
-22.25 | -64.75 | AR | 0.21 | 0 | 88.1 | 471
-22.75 | -64.75 | AR | 0.21 | 0 | 88 | 138
-23.25 | -64.75 | AR | 0.21 | 0 | 88 | 198
-23.75 | -64.75 | AR | 0.21 | 0 | 87.9 | 351
-24.25 | -64.75 | AR | 0.21 | 0 | 87.6 | 606
-24.75 | -64.75 | AR | 0.21 | 0 | 87.6 | 324
-25.25 | -64.75 | AR | 0.21 | 0 | 87.4 | 525
-25.75 | -64.75 | AR | 0.21 | 0 | 87.3 | 1245
-37.75 | -72.25 | CL | 0.21 | 0 | 54 | 630
-37.25 | -71.75 | CL | 0.21 | 0 | 52.5 | 597
-37.75 | -71.75 | CL | 0.21 | 0 | 31.7 | 330
-38.25 | -71.75 | CL | 0.21 | 0 | 59.1 | 465
-38.25 | -71.25 | CL | 0.21 | 0 | 102.2 | 951
-38.75 | -71.25 | CL | 0.21 | 0 | 85.2 | 855
-39.25 | -71.25 | AR | 0.2 | 0 | 729.2 | 609
-39.75 | -71.25 | AR | 0.2 | 0 | 726.2 | 810
-39.25 | -70.75 | AR | 0.2 | 0 | 439.8 | 615
-39.75 | -70.75 | AR | 0.2 | 0 | 428 | 258
-28.75 | -68.75 | AR | 0.2 | 0 | 144.5 | 939
-29.25 | -68.75 | AR | 0.2 | 0 | 144.5 | 747
-29.75 | -68.75 | AR | 0.2 | 0 | 144.4 | 606
-30.25 | -68.75 | AR | 0.2 | 0 | 144.4 | 651
-30.75 | -68.75 | AR | 0.2 | 0 | 144.3 | 780
-28.25 | -68.25 | AR | 0.2 | 0 | 140.1 | 540
-31.25 | -68.25 | AR | 0.2 | 0 | 139.5 | 1260
-27.75 | -67.25 | AR | 0.2 | 0 | 127.7 | 405
-31.75 | -67.25 | AR | 0.2 | 0 | 126.7 | 345
-27.25 | -65.75 | AR | 0.2 | 0 | 100.9 | 621
-27.25 | -65.25 | AR | 0.2 | 0 | 93.2 | 1491
-26.25 | -64.75 | AR | 0.2 | 0 | 87.3 | 783
-23.75 | -64.25 | AR | 0.2 | 0 | 82.1 | 801
-24.25 | -64.25 | AR | 0.2 | 0 | 81.7 | 288
-24.75 | -64.25 | AR | 0.2 | 0 | 81.7 | 945
-38.25 | -72.25 | CL | 0.2 | 0 | 63.8 | 879
-38.75 | -72.25 | CL | 0.2 | 0 | 88.3 | 1050
-39.25 | -72.25 | CL | 0.2 | 0 | 56.3 | 675
-38.75 | -71.75 | CL | 0.2 | 0 | 62.6 | 366
-39.25 | -71.75 | CL | 0.2 | 0 | 30.3 | 174
-39.75 | -71.75 | CL | 0.2 | 0 | 32.7 | 180
-40.25 | -71.75 | AR | 0.19 | 0 | 866.2 | 243
-40.75 | -71.75 | AR | 0.19 | 0 | 863.8 | 411
-40.25 | -71.25 | AR | 0.19 | 0 | 715.6 | 759
-40.75 | -71.25 | AR | 0.19 | 0 | 712.3 | 963
-28.75 | -68.25 | AR | 0.19 | 0 | 140 | 729
-30.75 | -68.25 | AR | 0.19 | 0 | 139.5 | 1398
-28.25 | -67.75 | AR | 0.19 | 0 | 134.4 | 315
-31.25 | -67.75 | AR | 0.19 | 0 | 133.4 | 594
-31.25 | -67.25 | AR | 0.19 | 0 | 126.8 | 534
-27.75 | -66.75 | AR | 0.19 | 0 | 118.2 | 585
-27.75 | -66.25 | AR | 0.19 | 0 | 109.2 | 738
-27.75 | -65.75 | AR | 0.19 | 0 | 100.8 | 1005
-22.75 | -64.25 | AR | 0.19 | 0 | 82.2 | 270
-23.25 | -64.25 | AR | 0.19 | 0 | 82.2 | 1029
-25.25 | -64.25 | AR | 0.19 | 0 | 81.6 | 1224
-6.75 | -73.25 | BR | 0.19 | 0 | 0 | 0
2.75 | -63.25 | BR | 0.19 | 0 | 0 | 0
2.25 | -63.25 | BR | 0.19 | 0 | 0 | 0
2.75 | -62.75 | BR | 0.19 | 0 | 0 | 0
2.25 | -62.75 | BR | 0.19 | 0 | 0 | 0
1.75 | -62.75 | BR | 0.19 | 0 | 0 | 0
2.25 | -62.25 | BR | 0.19 | 0 | 0 | 0
-14.75 | -60.25 | BR | 0.19 | 0 | 66.7 | 696
-15.25 | -60.25 | BR | 0.19 | 0 | 108.9 | 1122
-14.75 | -59.75 | BR | 0.19 | 0 | 117.3 | 1218
-15.25 | -59.75 | BR | 0.19 | 0 | 134 | 1371
-15.75 | -59.75 | BR | 0.19 | 0 | 138 | 1413
-14.75 | -59.25 | BR | 0.19 | 0 | 100.7 | 1047
-15.25 | -59.25 | BR | 0.19 | 0 | 126.7 | 1305
-15.75 | -59.25 | BR | 0.19 | 0 | 147 | 1503
-15.25 | -58.75 | BR | 0.19 | 0 | 128.6 | 1335
-15.75 | -58.75 | BR | 0.19 | 0 | 157.5 | 1638
-15.75 | -58.25 | BR | 0.19 | 0 | 142 | 1533
-16.25 | -56.25 | BR | 0.19 | 0 | 152 | 1524
-16.75 | -55.75 | BR | 0.19 | 0 | 130.9 | 1308
-16.25 | -55.25 | BR | 0.19 | 0 | 143.3 | 1533
-16.75 | -55.25 | BR | 0.19 | 0 | 150 | 1497
-17.25 | -54.75 | BR | 0.19 | 0 | 132.3 | 1575
-17.25 | -54.25 | BR | 0.19 | 0 | 153.6 | 1611
-17.25 | -53.75 | BR | 0.19 | 0 | 158.2 | 1605
-17.25 | -53.25 | BR | 0.19 | 0 | 152.1 | 1611
-17.75 | -53.25 | BR | 0.19 | 0 | 139.1 | 1605
-17.25 | -52.75 | BR | 0.19 | 0 | 148.3 | 1659
-17.75 | -52.75 | BR | 0.19 | 0 | 156 | 1626
-17.75 | -52.25 | BR | 0.19 | 0 | 134.5 | 1650
-17.75 | -51.75 | BR | 0.19 | 0 | 117.1 | 1626
-4.25 | -40.75 | BR | 0.19 | 0 | 174.5 | 1611
-39.75 | -72.25 | CL | 0.19 | 0 | 21.4 | 231
-40.25 | -72.25 | CL | 0.19 | 0 | 12.9 | 120
-41.25 | -71.75 | AR | 0.18 | 0 | 848.6 | 321
-41.25 | -71.25 | AR | 0.18 | 0 | 710.1 | 777
-29.25 | -68.25 | AR | 0.18 | 0 | 139.9 | 408
-29.75 | -68.25 | AR | 0.18 | 0 | 139.8 | 606
-30.25 | -68.25 | AR | 0.18 | 0 | 139.7 | 507
-28.75 | -67.75 | AR | 0.18 | 0 | 134.2 | 651
-30.25 | -67.75 | AR | 0.18 | 0 | 133.8 | 594
-30.75 | -67.75 | AR | 0.18 | 0 | 133.5 | 702
-28.25 | -67.25 | AR | 0.18 | 0 | 127.6 | 378
-30.75 | -67.25 | AR | 0.18 | 0 | 126.9 | 195
-31.25 | -66.75 | AR | 0.18 | 0 | 115.8 | 141
-28.25 | -66.25 | AR | 0.18 | 0 | 108.8 | 822
-31.25 | -66.25 | AR | 0.18 | 0 | 107.8 | 297
-31.75 | -65.75 | AR | 0.18 | 0 | 99.9 | 588
-32.25 | -65.75 | AR | 0.18 | 0 | 99.9 | 951
-27.75 | -65.25 | AR | 0.18 | 0 | 93.1 | 1452
-32.25 | -65.25 | AR | 0.18 | 0 | 91.9 | 1116
-31.25 | -64.75 | AR | 0.18 | 0 | 85.1 | 1449
-22.25 | -63.75 | AR | 0.18 | 0 | 78.2 | 237
-22.75 | -63.75 | AR | 0.18 | 0 | 78.1 | 1113
-23.25 | -63.75 | AR | 0.18 | 0 | 78.1 | 1206
-23.75 | -63.75 | AR | 0.18 | 0 | 78 | 1356
-24.25 | -63.75 | AR | 0.18 | 0 | 78 | 1362
-7.75 | -73.75 | BR | 0.18 | 0 | 0 | 0
-7.25 | -73.25 | BR | 0.18 | 0 | 1.7 | 18
-7.75 | -73.25 | BR | 0.18 | 0 | 2.1 | 21
-8.25 | -73.25 | BR | 0.18 | 0 | 0.1 | 0
-5.25 | -72.75 | BR | 0.18 | 0 | 0 | 0
-5.75 | -72.75 | BR | 0.18 | 0 | 0 | 0
-6.25 | -72.75 | BR | 0.18 | 0 | 0 | 0
-6.75 | -72.75 | BR | 0.18 | 0 | 0 | 0
-7.25 | -72.75 | BR | 0.18 | 0 | 4.2 | 45
-7.75 | -72.75 | BR | 0.18 | 0 | 23.4 | 258
-8.25 | -72.75 | BR | 0.18 | 0 | 3.8 | 39
-9.25 | -72.75 | BR | 0.18 | 0 | 1.8 | 18
-5.25 | -72.25 | BR | 0.18 | 0 | 0 | 0
-5.75 | -72.25 | BR | 0.18 | 0 | 0 | 0
-6.25 | -72.25 | BR | 0.18 | 0 | 0 | 0
-6.75 | -72.25 | BR | 0.18 | 0 | 0 | 0
-7.25 | -72.25 | BR | 0.18 | 0 | 0.6 | 6
-7.75 | -72.25 | BR | 0.18 | 0 | 5.2 | 57
-8.25 | -72.25 | BR | 0.18 | 0 | 0.6 | 6
-8.75 | -72.25 | BR | 0.18 | 0 | 0 | 0
-9.25 | -72.25 | BR | 0.18 | 0 | 0.1 | 0
-4.75 | -71.75 | BR | 0.18 | 0 | 0 | 0
-5.25 | -71.75 | BR | 0.18 | 0 | 0 | 0
-5.75 | -71.75 | BR | 0.18 | 0 | 0 | 0
-6.25 | -71.75 | BR | 0.18 | 0 | 0 | 0
-6.75 | -71.75 | BR | 0.18 | 0 | 0.8 | 6
-7.25 | -71.75 | BR | 0.18 | 0 | 2.4 | 24
-7.75 | -71.75 | BR | 0.18 | 0 | 0.8 | 6
-8.25 | -71.75 | BR | 0.18 | 0 | 0 | 0
-8.75 | -71.75 | BR | 0.18 | 0 | 1.2 | 12
-9.25 | -71.75 | BR | 0.18 | 0 | 1.1 | 9
-4.75 | -71.25 | BR | 0.18 | 0 | 0 | 0
-5.25 | -71.25 | BR | 0.18 | 0 | 0 | 0
-5.75 | -71.25 | BR | 0.18 | 0 | 0 | 0
-6.25 | -71.25 | BR | 0.18 | 0 | 0 | 0
-6.75 | -71.25 | BR | 0.18 | 0 | 0.5 | 3
-7.25 | -71.25 | BR | 0.18 | 0 | 0.1 | 0
-7.75 | -71.25 | BR | 0.18 | 0 | 0.6 | 6
-8.25 | -71.25 | BR | 0.18 | 0 | 5.3 | 57
-8.75 | -71.25 | BR | 0.18 | 0 | 2.5 | 27
-9.25 | -71.25 | BR | 0.18 | 0 | 0.3 | 3
-5.25 | -70.75 | BR | 0.18 | 0 | 0 | 0
-5.75 | -70.75 | BR | 0.18 | 0 | 0 | 0
-6.25 | -70.75 | BR | 0.18 | 0 | 0 | 0
-6.75 | -70.75 | BR | 0.18 | 0 | 0.2 | 0
-7.25 | -70.75 | BR | 0.18 | 0 | 0 | 0
-7.75 | -70.75 | BR | 0.18 | 0 | 1.8 | 18
-8.25 | -70.75 | BR | 0.18 | 0 | 18.4 | 201
-8.75 | -70.75 | BR | 0.18 | 0 | 4.4 | 48
-9.25 | -70.75 | BR | 0.18 | 0 | 1.2 | 12
-5.75 | -70.25 | BR | 0.18 | 0 | 0 | 0
-6.25 | -70.25 | BR | 0.18 | 0 | 0 | 0
-6.75 | -70.25 | BR | 0.18 | 0 | 0.9 | 9
-7.25 | -70.25 | BR | 0.18 | 0 | 1.6 | 15
-7.75 | -70.25 | BR | 0.18 | 0 | 3.2 | 33
-8.25 | -70.25 | BR | 0.18 | 0 | 13.6 | 147
-8.75 | -70.25 | BR | 0.18 | 0 | 0.2 | 0
-9.25 | -70.25 | BR | 0.18 | 0 | 1.7 | 18
-9.75 | -70.25 | BR | 0.18 | 0 | 0 | 0
-7.75 | -69.75 | BR | 0.18 | 0 | 0.7 | 6
-8.25 | -69.75 | BR | 0.18 | 0 | 0.1 | 0
-8.75 | -69.75 | BR | 0.18 | 0 | 1.1 | 9
-9.25 | -69.75 | BR | 0.18 | 0 | 1.1 | 12
-9.75 | -69.75 | BR | 0.18 | 0 | 0 | 0
-8.25 | -69.25 | BR | 0.18 | 0 | 0 | 0
-8.75 | -69.25 | BR | 0.18 | 0 | 6.9 | 75
-9.25 | -69.25 | BR | 0.18 | 0 | 1.5 | 15
-9.75 | -69.25 | BR | 0.18 | 0 | 0.5 | 3
-9.25 | -68.75 | BR | 0.18 | 0 | 28.6 | 306
-9.75 | -68.75 | BR | 0.18 | 0 | 13 | 138
-10.25 | -68.75 | BR | 0.18 | 0 | 0.6 | 6
-9.25 | -68.25 | BR | 0.18 | 0 | 12 | 126
-9.75 | -68.25 | BR | 0.18 | 0 | 45.1 | 483
-10.25 | -68.25 | BR | 0.18 | 0 | 9 | 96
-9.75 | -67.75 | BR | 0.18 | 0 | 63.2 | 678
-10.25 | -67.75 | BR | 0.18 | 0 | 80.5 | 858
-10.25 | -67.25 | BR | 0.18 | 0 | 58 | 618
0.75 | -65.25 | BR | 0.18 | 0 | 0 | 0
-11.25 | -65.25 | BR | 0.18 | 0 | 6.1 | 63
0.75 | -64.75 | BR | 0.18 | 0 | 0 | 0
-11.75 | -64.75 | BR | 0.18 | 0 | 2.7 | 27
1.25 | -64.25 | BR | 0.18 | 0 | 0 | 0
0.75 | -64.25 | BR | 0.18 | 0 | 0 | 0
0.25 | -64.25 | BR | 0.18 | 0 | 0 | 0
-0.25 | -64.25 | BR | 0.18 | 0 | 0.1 | 0
-11.75 | -64.25 | BR | 0.18 | 0 | 5.3 | 54
-12.25 | -64.25 | BR | 0.18 | 0 | 45.4 | 471
3.25 | -63.75 | BR | 0.18 | 0 | 0 | 0
2.75 | -63.75 | BR | 0.18 | 0 | 0.7 | 6
1.75 | -63.75 | BR | 0.18 | 0 | 0 | 0
1.25 | -63.75 | BR | 0.18 | 0 | 0 | 0
0.75 | -63.75 | BR | 0.18 | 0 | 1 | 9
0.25 | -63.75 | BR | 0.18 | 0 | 3.2 | 33
-0.25 | -63.75 | BR | 0.18 | 0 | 0 | 0
-11.75 | -63.75 | BR | 0.18 | 0 | 34.8 | 369
-12.25 | -63.75 | BR | 0.18 | 0 | 57.1 | 591
3.75 | -63.25 | BR | 0.18 | 0 | 0 | 0
3.25 | -63.25 | BR | 0.18 | 0 | 0 | 0
1.75 | -63.25 | BR | 0.18 | 0 | 0 | 0
1.25 | -63.25 | BR | 0.18 | 0 | 0 | 0
0.75 | -63.25 | BR | 0.18 | 0 | 14.2 | 150
0.25 | -63.25 | BR | 0.18 | 0 | 23 | 246
-0.25 | -63.25 | BR | 0.18 | 0 | 1.5 | 15
-0.75 | -63.25 | BR | 0.18 | 0 | 0.1 | 0
-12.25 | -63.25 | BR | 0.18 | 0 | 32.6 | 336
3.25 | -62.75 | BR | 0.18 | 0 | 0 | 0
1.25 | -62.75 | BR | 0.18 | 0 | 0 | 0
0.75 | -62.75 | BR | 0.18 | 0 | 2.2 | 21
0.25 | -62.75 | BR | 0.18 | 0 | 18.6 | 198
-0.25 | -62.75 | BR | 0.18 | 0 | 0.5 | 3
-0.75 | -62.75 | BR | 0.18 | 0 | 0.3 | 0
-12.25 | -62.75 | BR | 0.18 | 0 | 8.9 | 93
-12.75 | -62.75 | BR | 0.18 | 0 | 12.2 | 126
3.75 | -62.25 | BR | 0.18 | 0 | 0 | 0
3.25 | -62.25 | BR | 0.18 | 0 | 0 | 0
2.75 | -62.25 | BR | 0.18 | 0 | 0 | 0
1.75 | -62.25 | BR | 0.18 | 0 | 0 | 0
1.25 | -62.25 | BR | 0.18 | 0 | 3.7 | 39
0.75 | -62.25 | BR | 0.18 | 0 | 0.7 | 6
0.25 | -62.25 | BR | 0.18 | 0 | 10.4 | 111
-0.25 | -62.25 | BR | 0.18 | 0 | 1.3 | 12
-0.75 | -62.25 | BR | 0.18 | 0 | 0 | 0
-11.75 | -62.25 | BR | 0.18 | 0 | 92.9 | 993
-12.25 | -62.25 | BR | 0.18 | 0 | 53.9 | 564
-12.75 | -62.25 | BR | 0.18 | 0 | 19 | 198
3.75 | -61.75 | BR | 0.18 | 0 | 16.2 | 159
3.25 | -61.75 | BR | 0.18 | 0 | 5.5 | 54
2.75 | -61.75 | BR | 0.18 | 0 | 17.7 | 180
2.25 | -61.75 | BR | 0.18 | 0 | 6.5 | 66
1.75 | -61.75 | BR | 0.18 | 0 | 0.1 | 0
1.25 | -61.75 | BR | 0.18 | 0 | 8 | 81
0.75 | -61.75 | BR | 0.18 | 0 | 1.7 | 15
0.25 | -61.75 | BR | 0.18 | 0 | 0.4 | 3
-0.25 | -61.75 | BR | 0.18 | 0 | 0.1 | 0
-0.75 | -61.75 | BR | 0.18 | 0 | 0.1 | 0
-11.75 | -61.75 | BR | 0.18 | 0 | 103 | 1086
-12.25 | -61.75 | BR | 0.18 | 0 | 83.5 | 882
-12.75 | -61.75 | BR | 0.18 | 0 | 25.7 | 273
-13.25 | -61.75 | BR | 0.18 | 0 | 51 | 525
3.75 | -61.25 | BR | 0.18 | 0 | 93.5 | 924
3.25 | -61.25 | BR | 0.18 | 0 | 84.6 | 837
2.75 | -61.25 | BR | 0.18 | 0 | 67.3 | 693
2.25 | -61.25 | BR | 0.18 | 0 | 39.7 | 408
1.75 | -61.25 | BR | 0.18 | 0 | 13.8 | 144
1.25 | -61.25 | BR | 0.18 | 0 | 20 | 207
0.75 | -61.25 | BR | 0.18 | 0 | 8.5 | 87
0.25 | -61.25 | BR | 0.18 | 0 | 0.4 | 3
-0.25 | -61.25 | BR | 0.18 | 0 | 0.3 | 0
-0.75 | -61.25 | BR | 0.18 | 0 | 0 | 0
-11.25 | -61.25 | BR | 0.18 | 0 | 70.1 | 738
-11.75 | -61.25 | BR | 0.18 | 0 | 87.8 | 924
-12.25 | -61.25 | BR | 0.18 | 0 | 73.7 | 780
-12.75 | -61.25 | BR | 0.18 | 0 | 78 | 843
-13.25 | -61.25 | BR | 0.18 | 0 | 80 | 837
3.25 | -60.75 | BR | 0.18 | 0 | 98.7 | 954
2.75 | -60.75 | BR | 0.18 | 0 | 76.6 | 783
2.25 | -60.75 | BR | 0.18 | 0 | 28.6 | 291
1.75 | -60.75 | BR | 0.18 | 0 | 13.9 | 141
1.25 | -60.75 | BR | 0.18 | 0 | 29.8 | 306
0.75 | -60.75 | BR | 0.18 | 0 | 9 | 93
0.25 | -60.75 | BR | 0.18 | 0 | 1.7 | 15
-0.25 | -60.75 | BR | 0.18 | 0 | 1.3 | 12
-0.75 | -60.75 | BR | 0.18 | 0 | 0 | 0
-11.25 | -60.75 | BR | 0.18 | 0 | 43.6 | 456
-11.75 | -60.75 | BR | 0.18 | 0 | 60.9 | 636
-12.25 | -60.75 | BR | 0.18 | 0 | 45.1 | 474
-12.75 | -60.75 | BR | 0.18 | 0 | 77.4 | 813
-13.25 | -60.75 | BR | 0.18 | 0 | 129.6 | 1365
2.25 | -60.25 | BR | 0.18 | 0 | 24.2 | 246
1.75 | -60.25 | BR | 0.18 | 0 | 10.1 | 102
1.25 | -60.25 | BR | 0.18 | 0 | 18.3 | 186
0.75 | -60.25 | BR | 0.18 | 0 | 14.1 | 144
0.25 | -60.25 | BR | 0.18 | 0 | 0.5 | 3
-0.25 | -60.25 | BR | 0.18 | 0 | 0 | 0
-11.25 | -60.25 | BR | 0.18 | 0 | 0.2 | 0
-11.75 | -60.25 | BR | 0.18 | 0 | 4.9 | 51
-12.25 | -60.25 | BR | 0.18 | 0 | 28.7 | 303
-12.75 | -60.25 | BR | 0.18 | 0 | 77.2 | 882
-13.25 | -60.25 | BR | 0.18 | 0 | 81.6 | 846
-13.75 | -60.25 | BR | 0.18 | 0 | 38.6 | 411
-14.25 | -60.25 | BR | 0.18 | 0 | 72.3 | 762
-11.25 | -59.75 | BR | 0.18 | 0 | 0 | 0
-11.75 | -59.75 | BR | 0.18 | 0 | 4 | 39
-12.25 | -59.75 | BR | 0.18 | 0 | 39.7 | 417
-12.75 | -59.75 | BR | 0.18 | 0 | 34.3 | 363
-13.25 | -59.75 | BR | 0.18 | 0 | 25.6 | 279
-13.75 | -59.75 | BR | 0.18 | 0 | 80.1 | 843
-14.25 | -59.75 | BR | 0.18 | 0 | 78.6 | 819
-11.25 | -59.25 | BR | 0.18 | 0 | 31.4 | 324
-11.75 | -59.25 | BR | 0.18 | 0 | 13 | 132
-12.25 | -59.25 | BR | 0.18 | 0 | 31.2 | 327
-12.75 | -59.25 | BR | 0.18 | 0 | 88.1 | 921
-13.25 | -59.25 | BR | 0.18 | 0 | 81.8 | 960
-13.75 | -59.25 | BR | 0.18 | 0 | 88.4 | 1230
-14.25 | -59.25 | BR | 0.18 | 0 | 129.8 | 1440
-11.25 | -58.75 | BR | 0.18 | 0 | 94.7 | 975
-11.75 | -58.75 | BR | 0.18 | 0 | 48.6 | 498
-12.25 | -58.75 | BR | 0.18 | 0 | 40 | 408
-12.75 | -58.75 | BR | 0.18 | 0 | 117.4 | 1257
-13.25 | -58.75 | BR | 0.18 | 0 | 111.5 | 1449
-13.75 | -58.75 | BR | 0.18 | 0 | 104.7 | 1476
-14.25 | -58.75 | BR | 0.18 | 0 | 151.6 | 1608
-14.75 | -58.75 | BR | 0.18 | 0 | 147.5 | 1578
-11.25 | -58.25 | BR | 0.18 | 0 | 34.3 | 351
-11.75 | -58.25 | BR | 0.18 | 0 | 79.3 | 825
-12.25 | -58.25 | BR | 0.18 | 0 | 59.6 | 612
-12.75 | -58.25 | BR | 0.18 | 0 | 93 | 1035
-13.25 | -58.25 | BR | 0.18 | 0 | 94 | 1110
-13.75 | -58.25 | BR | 0.18 | 0 | 129 | 1365
-14.25 | -58.25 | BR | 0.18 | 0 | 143.2 | 1659
-14.75 | -58.25 | BR | 0.18 | 0 | 131.2 | 1407
-15.25 | -58.25 | BR | 0.18 | 0 | 131.1 | 1359
-11.25 | -57.75 | BR | 0.18 | 0 | 84.2 | 858
-11.75 | -57.75 | BR | 0.18 | 0 | 48 | 489
-12.25 | -57.75 | BR | 0.18 | 0 | 74.7 | 753
-12.75 | -57.75 | BR | 0.18 | 0 | 48.4 | 486
-13.25 | -57.75 | BR | 0.18 | 0 | 95.4 | 1209
-13.75 | -57.75 | BR | 0.18 | 0 | 106.4 | 1503
-14.25 | -57.75 | BR | 0.18 | 0 | 119.7 | 1503
-14.75 | -57.75 | BR | 0.18 | 0 | 116.2 | 1230
-15.25 | -57.75 | BR | 0.18 | 0 | 105.1 | 1095
-11.25 | -57.25 | BR | 0.18 | 0 | 95.3 | 969
-11.75 | -57.25 | BR | 0.18 | 0 | 50.7 | 519
-12.25 | -57.25 | BR | 0.18 | 0 | 27.3 | 297
-12.75 | -57.25 | BR | 0.18 | 0 | 39.8 | 426
-13.25 | -57.25 | BR | 0.18 | 0 | 60 | 624
-13.75 | -57.25 | BR | 0.18 | 0 | 98.2 | 1326
-14.25 | -57.25 | BR | 0.18 | 0 | 117.5 | 1362
-14.75 | -57.25 | BR | 0.18 | 0 | 109.9 | 1251
-15.25 | -57.25 | BR | 0.18 | 0 | 120.8 | 1239
-15.75 | -57.25 | BR | 0.18 | 0 | 131.6 | 1350
-11.25 | -56.75 | BR | 0.18 | 0 | 64.4 | 657
-11.75 | -56.75 | BR | 0.18 | 0 | 47 | 513
-12.25 | -56.75 | BR | 0.18 | 0 | 95.3 | 987
-12.75 | -56.75 | BR | 0.18 | 0 | 64.6 | 720
-13.25 | -56.75 | BR | 0.18 | 0 | 83.6 | 840
-13.75 | -56.75 | BR | 0.18 | 0 | 96 | 1026
-14.25 | -56.75 | BR | 0.18 | 0 | 105.5 | 1227
-14.75 | -56.75 | BR | 0.18 | 0 | 138.3 | 1413
-15.25 | -56.75 | BR | 0.18 | 0 | 156.7 | 1587
-15.75 | -56.75 | BR | 0.18 | 0 | 162.7 | 1638
-11.25 | -56.25 | BR | 0.18 | 0 | 68.7 | 768
-11.75 | -56.25 | BR | 0.18 | 0 | 51.2 | 708
-12.25 | -56.25 | BR | 0.18 | 0 | 80.2 | 1221
-12.75 | -56.25 | BR | 0.18 | 0 | 105.6 | 1416
-13.25 | -56.25 | BR | 0.18 | 0 | 99.4 | 1182
-13.75 | -56.25 | BR | 0.18 | 0 | 94.1 | 1035
-14.25 | -56.25 | BR | 0.18 | 0 | 123.1 | 1308
-14.75 | -56.25 | BR | 0.18 | 0 | 161 | 1650
-15.25 | -56.25 | BR | 0.18 | 0 | 164.3 | 1653
-15.75 | -56.25 | BR | 0.18 | 0 | 152.4 | 1533
-11.25 | -55.75 | BR | 0.18 | 0 | 79.4 | 834
-11.75 | -55.75 | BR | 0.18 | 0 | 79.4 | 1071
-12.25 | -55.75 | BR | 0.18 | 0 | 83 | 1320
-12.75 | -55.75 | BR | 0.18 | 0 | 97.6 | 1596
-13.25 | -55.75 | BR | 0.18 | 0 | 105.7 | 1434
-13.75 | -55.75 | BR | 0.18 | 0 | 98.4 | 1299
-14.25 | -55.75 | BR | 0.18 | 0 | 132.8 | 1371
-14.75 | -55.75 | BR | 0.18 | 0 | 152.7 | 1530
-15.25 | -55.75 | BR | 0.18 | 0 | 155.2 | 1572
-15.75 | -55.75 | BR | 0.18 | 0 | 149 | 1506
-16.25 | -55.75 | BR | 0.18 | 0 | 124.5 | 1242
-11.75 | -55.25 | BR | 0.18 | 0 | 60.6 | 774
-12.25 | -55.25 | BR | 0.18 | 0 | 65.5 | 870
-12.75 | -55.25 | BR | 0.18 | 0 | 57.8 | 864
-13.25 | -55.25 | BR | 0.18 | 0 | 91 | 1380
-13.75 | -55.25 | BR | 0.18 | 0 | 114.1 | 1359
-14.25 | -55.25 | BR | 0.18 | 0 | 140.4 | 1491
-14.75 | -55.25 | BR | 0.18 | 0 | 163.5 | 1638
-15.25 | -55.25 | BR | 0.18 | 0 | 139 | 1653
-15.75 | -55.25 | BR | 0.18 | 0 | 124.1 | 1596
-11.75 | -54.75 | BR | 0.18 | 0 | 40.3 | 438
-12.25 | -54.75 | BR | 0.18 | 0 | 37.2 | 405
-12.75 | -54.75 | BR | 0.18 | 0 | 63.9 | 642
-13.25 | -54.75 | BR | 0.18 | 0 | 60.8 | 696
-13.75 | -54.75 | BR | 0.18 | 0 | 107.7 | 1206
-14.25 | -54.75 | BR | 0.18 | 0 | 164.6 | 1653
-14.75 | -54.75 | BR | 0.18 | 0 | 163.6 | 1629
-15.25 | -54.75 | BR | 0.18 | 0 | 111.4 | 1638
-15.75 | -54.75 | BR | 0.18 | 0 | 149 | 1608
-16.25 | -54.75 | BR | 0.18 | 0 | 158.3 | 1590
-16.75 | -54.75 | BR | 0.18 | 0 | 138.6 | 1587
-11.75 | -54.25 | BR | 0.18 | 0 | 23.7 | 246
-12.25 | -54.25 | BR | 0.18 | 0 | 31.2 | 327
-12.75 | -54.25 | BR | 0.18 | 0 | 21 | 207
-13.25 | -54.25 | BR | 0.18 | 0 | 81.6 | 819
-13.75 | -54.25 | BR | 0.18 | 0 | 125.4 | 1254
-14.25 | -54.25 | BR | 0.18 | 0 | 167.9 | 1680
-14.75 | -54.25 | BR | 0.18 | 0 | 163.6 | 1680
-15.25 | -54.25 | BR | 0.18 | 0 | 122.5 | 1653
-15.75 | -54.25 | BR | 0.18 | 0 | 147.3 | 1605
-16.25 | -54.25 | BR | 0.18 | 0 | 161 | 1614
-16.75 | -54.25 | BR | 0.18 | 0 | 153.4 | 1605
-12.25 | -53.75 | BR | 0.18 | 0 | 5.6 | 54
-12.75 | -53.75 | BR | 0.18 | 0 | 0.2 | 0
-13.25 | -53.75 | BR | 0.18 | 0 | 72.2 | 711
-13.75 | -53.75 | BR | 0.18 | 0 | 150.2 | 1494
-14.25 | -53.75 | BR | 0.18 | 0 | 170 | 1683
-14.75 | -53.75 | BR | 0.18 | 0 | 154.3 | 1638
-15.25 | -53.75 | BR | 0.18 | 0 | 130.4 | 1542
-15.75 | -53.75 | BR | 0.18 | 0 | 157 | 1653
-16.25 | -53.75 | BR | 0.18 | 0 | 166.5 | 1674
-16.75 | -53.75 | BR | 0.18 | 0 | 142.1 | 1662
-12.25 | -53.25 | BR | 0.18 | 0 | 16 | 153
-12.75 | -53.25 | BR | 0.18 | 0 | 4.2 | 39
-13.25 | -53.25 | BR | 0.18 | 0 | 111 | 1104
-13.75 | -53.25 | BR | 0.18 | 0 | 160.1 | 1569
-14.25 | -53.25 | BR | 0.18 | 0 | 152.7 | 1512
-14.75 | -53.25 | BR | 0.18 | 0 | 156.5 | 1584
-15.25 | -53.25 | BR | 0.18 | 0 | 157.5 | 1659
-15.75 | -53.25 | BR | 0.18 | 0 | 166.2 | 1674
-16.25 | -53.25 | BR | 0.18 | 0 | 161.9 | 1662
-16.75 | -53.25 | BR | 0.18 | 0 | 167.6 | 1674
-12.25 | -52.75 | BR | 0.18 | 0 | 28.5 | 351
-12.75 | -52.75 | BR | 0.18 | 0 | 32.8 | 387
-13.25 | -52.75 | BR | 0.18 | 0 | 109.1 | 1113
-13.75 | -52.75 | BR | 0.18 | 0 | 167 | 1650
-14.25 | -52.75 | BR | 0.18 | 0 | 157.1 | 1641
-14.75 | -52.75 | BR | 0.18 | 0 | 165.8 | 1671
-15.25 | -52.75 | BR | 0.18 | 0 | 163.7 | 1629
-15.75 | -52.75 | BR | 0.18 | 0 | 164.9 | 1635
-16.25 | -52.75 | BR | 0.18 | 0 | 161.3 | 1638
-16.75 | -52.75 | BR | 0.18 | 0 | 168 | 1665
-12.25 | -52.25 | BR | 0.18 | 0 | 73 | 828
-12.75 | -52.25 | BR | 0.18 | 0 | 86.1 | 1056
-13.25 | -52.25 | BR | 0.18 | 0 | 138 | 1437
-13.75 | -52.25 | BR | 0.18 | 0 | 164.1 | 1668
-14.25 | -52.25 | BR | 0.18 | 0 | 163.7 | 1620
-14.75 | -52.25 | BR | 0.18 | 0 | 150.8 | 1584
-15.25 | -52.25 | BR | 0.18 | 0 | 165.3 | 1641
-15.75 | -52.25 | BR | 0.18 | 0 | 162.9 | 1617
-16.25 | -52.25 | BR | 0.18 | 0 | 162.8 | 1611
-16.75 | -52.25 | BR | 0.18 | 0 | 166.9 | 1668
-17.25 | -52.25 | BR | 0.18 | 0 | 152 | 1662
-12.25 | -51.75 | BR | 0.18 | 0 | 102.9 | 1086
-12.75 | -51.75 | BR | 0.18 | 0 | 122.5 | 1215
-13.25 | -51.75 | BR | 0.18 | 0 | 163.1 | 1596
-13.75 | -51.75 | BR | 0.18 | 0 | 167.9 | 1647
-14.25 | -51.75 | BR | 0.18 | 0 | 168.3 | 1623
-14.75 | -51.75 | BR | 0.18 | 0 | 165.5 | 1596
-15.25 | -51.75 | BR | 0.18 | 0 | 156.3 | 1515
-15.75 | -51.75 | BR | 0.18 | 0 | 167.8 | 1644
-16.25 | -51.75 | BR | 0.18 | 0 | 169.5 | 1659
-16.75 | -51.75 | BR | 0.18 | 0 | 165.7 | 1668
-17.25 | -51.75 | BR | 0.18 | 0 | 136 | 1671
-12.75 | -51.25 | BR | 0.18 | 0 | 173.7 | 1704
-13.25 | -51.25 | BR | 0.18 | 0 | 171 | 1674
-13.75 | -51.25 | BR | 0.18 | 0 | 167.8 | 1641
-14.25 | -51.25 | BR | 0.18 | 0 | 174.3 | 1680
-15.75 | -51.25 | BR | 0.18 | 0 | 169.6 | 1644
-16.25 | -51.25 | BR | 0.18 | 0 | 168.9 | 1650
-16.75 | -51.25 | BR | 0.18 | 0 | 168.7 | 1686
-17.25 | -51.25 | BR | 0.18 | 0 | 113 | 1686
-17.75 | -51.25 | BR | 0.18 | 0 | 118.9 | 1662
-13.75 | -50.75 | BR | 0.18 | 0 | 163.7 | 1575
-16.25 | -50.75 | BR | 0.18 | 0 | 176 | 1695
-16.75 | -50.75 | BR | 0.18 | 0 | 172.8 | 1689
-17.25 | -50.75 | BR | 0.18 | 0 | 121.4 | 1671
-17.75 | -50.75 | BR | 0.18 | 0 | 101.8 | 1695
-16.25 | -50.25 | BR | 0.18 | 0 | 182.3 | 1755
-16.75 | -50.25 | BR | 0.18 | 0 | 175.4 | 1743
-17.25 | -50.25 | BR | 0.18 | 0 | 134.9 | 1653
-17.75 | -50.25 | BR | 0.18 | 0 | 114.9 | 1683
-15.75 | -49.75 | BR | 0.18 | 0 | 178.5 | 1734
-16.25 | -49.75 | BR | 0.18 | 0 | 177.6 | 1740
-14.75 | -49.25 | BR | 0.18 | 0 | 168.8 | 1656
-15.25 | -49.25 | BR | 0.18 | 0 | 165.8 | 1686
-23.75 | -49.25 | BR | 0.18 | 0 | 115.1 | 1572
-23.75 | -48.75 | BR | 0.18 | 0 | 102 | 1347
-14.75 | -48.25 | BR | 0.18 | 0 | 175.7 | 1686
-15.25 | -48.25 | BR | 0.18 | 0 | 170.9 | 1665
-23.75 | -48.25 | BR | 0.18 | 0 | 114.4 | 1302
-14.25 | -47.75 | BR | 0.18 | 0 | 173.6 | 1674
-14.75 | -47.75 | BR | 0.18 | 0 | 160.7 | 1677
-15.25 | -47.75 | BR | 0.18 | 0 | 166.9 | 1626
-23.75 | -47.75 | BR | 0.18 | 0 | 94.2 | 1086
-14.25 | -47.25 | BR | 0.18 | 0 | 169.1 | 1632
-14.75 | -47.25 | BR | 0.18 | 0 | 172.3 | 1650
-15.25 | -47.25 | BR | 0.18 | 0 | 172.6 | 1656
-23.75 | -47.25 | BR | 0.18 | 0 | 55.8 | 624
-14.75 | -46.75 | BR | 0.18 | 0 | 177.2 | 1677
-15.25 | -46.75 | BR | 0.18 | 0 | 163.5 | 1671
-20.25 | -46.75 | BR | 0.18 | 0 | 153.3 | 1548
-20.75 | -46.75 | BR | 0.18 | 0 | 155.1 | 1614
-18.25 | -44.75 | BR | 0.18 | 0 | 166.3 | 1590
-17.25 | -44.25 | BR | 0.18 | 0 | 173.9 | 1632
-17.75 | -44.25 | BR | 0.18 | 0 | 172.5 | 1617
-18.25 | -44.25 | BR | 0.18 | 0 | 174 | 1665
-18.75 | -44.25 | BR | 0.18 | 0 | 169.5 | 1623
-16.75 | -43.75 | BR | 0.18 | 0 | 173.1 | 1608
-17.25 | -43.75 | BR | 0.18 | 0 | 167.5 | 1614
-17.75 | -43.75 | BR | 0.18 | 0 | 175.5 | 1689
-18.25 | -43.75 | BR | 0.18 | 0 | 156.5 | 1545
-16.75 | -43.25 | BR | 0.18 | 0 | 172.7 | 1605
-17.25 | -43.25 | BR | 0.18 | 0 | 166.3 | 1602
-4.75 | -41.75 | BR | 0.18 | 0 | 167.8 | 1488
-21.25 | -41.75 | BR | 0.18 | 0 | 161 | 1734
-21.75 | -41.75 | BR | 0.18 | 0 | 120.9 | 1302
-4.25 | -41.25 | BR | 0.18 | 0 | 180.2 | 1599
-4.75 | -41.25 | BR | 0.18 | 0 | 198.3 | 1758
-40.75 | -72.25 | CL | 0.18 | 0 | 49.8 | 228
-41.75 | -71.25 | AR | 0.17 | 0 | 698.2 | 804
-29.25 | -67.75 | AR | 0.17 | 0 | 134.1 | 546
-29.75 | -67.75 | AR | 0.17 | 0 | 134 | 279
-28.75 | -67.25 | AR | 0.17 | 0 | 127.4 | 738
-30.25 | -67.25 | AR | 0.17 | 0 | 126.9 | 237
-28.25 | -66.75 | AR | 0.17 | 0 | 117.5 | 1218
-30.75 | -66.75 | AR | 0.17 | 0 | 116.8 | 402
-30.75 | -66.25 | AR | 0.17 | 0 | 107.8 | 726
-28.25 | -65.75 | AR | 0.17 | 0 | 100.7 | 1071
-30.75 | -65.75 | AR | 0.17 | 0 | 100.1 | 1296
-31.25 | -65.75 | AR | 0.17 | 0 | 100 | 1083
-30.75 | -65.25 | AR | 0.17 | 0 | 92.3 | 1158
-31.25 | -65.25 | AR | 0.17 | 0 | 92.2 | 1365
-31.75 | -65.25 | AR | 0.17 | 0 | 92.2 | 1320
-30.75 | -64.75 | AR | 0.17 | 0 | 85.9 | 1470
-31.75 | -64.75 | AR | 0.17 | 0 | 85.1 | 1419
-8.75 | -72.75 | BR | 0.17 | 0 | 2.9 | 30
-4.25 | -70.75 | BR | 0.17 | 0 | 0.5 | 3
-4.75 | -70.75 | BR | 0.17 | 0 | 0 | 0
-4.75 | -70.25 | BR | 0.17 | 0 | 0 | 0
-5.25 | -70.25 | BR | 0.17 | 0 | 0 | 0
0.25 | -69.75 | BR | 0.17 | 0 | 0.1 | 0
-0.25 | -69.75 | BR | 0.17 | 0 | 0 | 0
-3.25 | -69.75 | BR | 0.17 | 0 | 0 | 0
-3.75 | -69.75 | BR | 0.17 | 0 | 0 | 0
-4.25 | -69.75 | BR | 0.17 | 0 | 1.8 | 18
-4.75 | -69.75 | BR | 0.17 | 0 | 0 | 0
-5.25 | -69.75 | BR | 0.17 | 0 | 0 | 0
-5.75 | -69.75 | BR | 0.17 | 0 | 0 | 0
-6.25 | -69.75 | BR | 0.17 | 0 | 0 | 0
-6.75 | -69.75 | BR | 0.17 | 0 | 4.3 | 45
-7.25 | -69.75 | BR | 0.17 | 0 | 1.7 | 18
0.25 | -69.25 | BR | 0.17 | 0 | 0 | 0
-0.25 | -69.25 | BR | 0.17 | 0 | 0 | 0
-0.75 | -69.25 | BR | 0.17 | 0 | 0 | 0
-1.25 | -69.25 | BR | 0.17 | 0 | 0 | 0
-1.75 | -69.25 | BR | 0.17 | 0 | 0 | 0
-2.25 | -69.25 | BR | 0.17 | 0 | 0 | 0
-2.75 | -69.25 | BR | 0.17 | 0 | 0 | 0
-3.25 | -69.25 | BR | 0.17 | 0 | 0.1 | 0
-3.75 | -69.25 | BR | 0.17 | 0 | 0.6 | 6
-4.25 | -69.25 | BR | 0.17 | 0 | 0.2 | 0
-4.75 | -69.25 | BR | 0.17 | 0 | 0 | 0
-5.25 | -69.25 | BR | 0.17 | 0 | 0 | 0
-5.75 | -69.25 | BR | 0.17 | 0 | 0 | 0
-6.25 | -69.25 | BR | 0.17 | 0 | 0 | 0
-6.75 | -69.25 | BR | 0.17 | 0 | 0.8 | 9
-7.25 | -69.25 | BR | 0.17 | 0 | 0 | 0
-7.75 | -69.25 | BR | 0.17 | 0 | 0 | 0
0.25 | -68.75 | BR | 0.17 | 0 | 0 | 0
-0.25 | -68.75 | BR | 0.17 | 0 | 0 | 0
-0.75 | -68.75 | BR | 0.17 | 0 | 0 | 0
-1.25 | -68.75 | BR | 0.17 | 0 | 0 | 0
-1.75 | -68.75 | BR | 0.17 | 0 | 0 | 0
-2.25 | -68.75 | BR | 0.17 | 0 | 0 | 0
-2.75 | -68.75 | BR | 0.17 | 0 | 0 | 0
-3.25 | -68.75 | BR | 0.17 | 0 | 0.3 | 3
-3.75 | -68.75 | BR | 0.17 | 0 | 0 | 0
-4.25 | -68.75 | BR | 0.17 | 0 | 0 | 0
-4.75 | -68.75 | BR | 0.17 | 0 | 0 | 0
-5.25 | -68.75 | BR | 0.17 | 0 | 0 | 0
-5.75 | -68.75 | BR | 0.17 | 0 | 0 | 0
-6.25 | -68.75 | BR | 0.17 | 0 | 0.5 | 3
-6.75 | -68.75 | BR | 0.17 | 0 | 0.4 | 3
-7.25 | -68.75 | BR | 0.17 | 0 | 0 | 0
-7.75 | -68.75 | BR | 0.17 | 0 | 0 | 0
-8.25 | -68.75 | BR | 0.17 | 0 | 0 | 0
-8.75 | -68.75 | BR | 0.17 | 0 | 9.5 | 102
-0.25 | -68.25 | BR | 0.17 | 0 | 0 | 0
-0.75 | -68.25 | BR | 0.17 | 0 | 0 | 0
-1.25 | -68.25 | BR | 0.17 | 0 | 0 | 0
-1.75 | -68.25 | BR | 0.17 | 0 | 0 | 0
-2.25 | -68.25 | BR | 0.17 | 0 | 0 | 0
-2.75 | -68.25 | BR | 0.17 | 0 | 0 | 0
-3.25 | -68.25 | BR | 0.17 | 0 | 0.5 | 6
-3.75 | -68.25 | BR | 0.17 | 0 | 0.1 | 0
-4.25 | -68.25 | BR | 0.17 | 0 | 0.1 | 0
-4.75 | -68.25 | BR | 0.17 | 0 | 0 | 0
-5.25 | -68.25 | BR | 0.17 | 0 | 0 | 0
-5.75 | -68.25 | BR | 0.17 | 0 | 0 | 0
-6.25 | -68.25 | BR | 0.17 | 0 | 1.6 | 15
-6.75 | -68.25 | BR | 0.17 | 0 | 0.1 | 0
-7.25 | -68.25 | BR | 0.17 | 0 | 0.3 | 0
-7.75 | -68.25 | BR | 0.17 | 0 | 0 | 0
-8.25 | -68.25 | BR | 0.17 | 0 | 0 | 0
-8.75 | -68.25 | BR | 0.17 | 0 | 0.2 | 0
-0.25 | -67.75 | BR | 0.17 | 0 | 0 | 0
-0.75 | -67.75 | BR | 0.17 | 0 | 0 | 0
-1.25 | -67.75 | BR | 0.17 | 0 | 0 | 0
-1.75 | -67.75 | BR | 0.17 | 0 | 0 | 0
-2.25 | -67.75 | BR | 0.17 | 0 | 0 | 0
-2.75 | -67.75 | BR | 0.17 | 0 | 0.3 | 3
-4.75 | -67.75 | BR | 0.17 | 0 | 0 | 0
-5.25 | -67.75 | BR | 0.17 | 0 | 0 | 0
-5.75 | -67.75 | BR | 0.17 | 0 | 0.9 | 9
-6.25 | -67.75 | BR | 0.17 | 0 | 0.3 | 3
-6.75 | -67.75 | BR | 0.17 | 0 | 0 | 0
-7.25 | -67.75 | BR | 0.17 | 0 | 0.1 | 0
-7.75 | -67.75 | BR | 0.17 | 0 | 0 | 0
-8.25 | -67.75 | BR | 0.17 | 0 | 0 | 0
-8.75 | -67.75 | BR | 0.17 | 0 | 3.1 | 33
-9.25 | -67.75 | BR | 0.17 | 0 | 13.5 | 144
-0.25 | -67.25 | BR | 0.17 | 0 | 0.2 | 0
-0.75 | -67.25 | BR | 0.17 | 0 | 0 | 0
-1.25 | -67.25 | BR | 0.17 | 0 | 0 | 0
-1.75 | -67.25 | BR | 0.17 | 0 | 0 | 0
-2.25 | -67.25 | BR | 0.17 | 0 | 0 | 0
-2.75 | -67.25 | BR | 0.17 | 0 | 0.9 | 9
-5.25 | -67.25 | BR | 0.17 | 0 | 1.1 | 12
-6.25 | -67.25 | BR | 0.17 | 0 | 0 | 0
-6.75 | -67.25 | BR | 0.17 | 0 | 0 | 0
-7.25 | -67.25 | BR | 0.17 | 0 | 0 | 0
-7.75 | -67.25 | BR | 0.17 | 0 | 2.8 | 30
-8.25 | -67.25 | BR | 0.17 | 0 | 1.9 | 18
-8.75 | -67.25 | BR | 0.17 | 0 | 27 | 291
-9.25 | -67.25 | BR | 0.17 | 0 | 23.4 | 249
-9.75 | -67.25 | BR | 0.17 | 0 | 55.2 | 591
0.25 | -66.75 | BR | 0.17 | 0 | 0 | 0
-0.25 | -66.75 | BR | 0.17 | 0 | 0 | 0
-0.75 | -66.75 | BR | 0.17 | 0 | 0 | 0
-1.25 | -66.75 | BR | 0.17 | 0 | 0 | 0
-1.75 | -66.75 | BR | 0.17 | 0 | 0 | 0
-2.25 | -66.75 | BR | 0.17 | 0 | 0 | 0
-2.75 | -66.75 | BR | 0.17 | 0 | 0.4 | 3
-6.75 | -66.75 | BR | 0.17 | 0 | 0 | 0
-7.25 | -66.75 | BR | 0.17 | 0 | 0 | 0
-7.75 | -66.75 | BR | 0.17 | 0 | 2.2 | 24
-8.25 | -66.75 | BR | 0.17 | 0 | 0.1 | 0
-8.75 | -66.75 | BR | 0.17 | 0 | 15.6 | 168
-9.25 | -66.75 | BR | 0.17 | 0 | 2.9 | 30
-9.75 | -66.75 | BR | 0.17 | 0 | 29 | 312
0.25 | -66.25 | BR | 0.17 | 0 | 0 | 0
-0.25 | -66.25 | BR | 0.17 | 0 | 0 | 0
-0.75 | -66.25 | BR | 0.17 | 0 | 0 | 0
-1.25 | -66.25 | BR | 0.17 | 0 | 0 | 0
-1.75 | -66.25 | BR | 0.17 | 0 | 0 | 0
-2.25 | -66.25 | BR | 0.17 | 0 | 0.7 | 6
-2.75 | -66.25 | BR | 0.17 | 0 | 0.8 | 9
-3.25 | -66.25 | BR | 0.17 | 0 | 0.5 | 3
-6.75 | -66.25 | BR | 0.17 | 0 | 0 | 0
-7.25 | -66.25 | BR | 0.17 | 0 | 0 | 0
-7.75 | -66.25 | BR | 0.17 | 0 | 1.2 | 12
-8.25 | -66.25 | BR | 0.17 | 0 | 0 | 0
-8.75 | -66.25 | BR | 0.17 | 0 | 0.2 | 0
-9.25 | -66.25 | BR | 0.17 | 0 | 3.5 | 36
-9.75 | -66.25 | BR | 0.17 | 0 | 23.9 | 255
0.75 | -65.75 | BR | 0.17 | 0 | 0 | 0
0.25 | -65.75 | BR | 0.17 | 0 | 0 | 0
-0.25 | -65.75 | BR | 0.17 | 0 | 0 | 0
-0.75 | -65.75 | BR | 0.17 | 0 | 0 | 0
-1.25 | -65.75 | BR | 0.17 | 0 | 0 | 0
-1.75 | -65.75 | BR | 0.17 | 0 | 0.1 | 0
-2.25 | -65.75 | BR | 0.17 | 0 | 0.1 | 0
-2.75 | -65.75 | BR | 0.17 | 0 | 0.1 | 0
-3.25 | -65.75 | BR | 0.17 | 0 | 0.1 | 0
-6.75 | -65.75 | BR | 0.17 | 0 | 0 | 0
-7.25 | -65.75 | BR | 0.17 | 0 | 0 | 0
-7.75 | -65.75 | BR | 0.17 | 0 | 1.2 | 12
-8.25 | -65.75 | BR | 0.17 | 0 | 0 | 0
-8.75 | -65.75 | BR | 0.17 | 0 | 0 | 0
-9.25 | -65.75 | BR | 0.17 | 0 | 7.3 | 78
-9.75 | -65.75 | BR | 0.17 | 0 | 14.4 | 153
0.25 | -65.25 | BR | 0.17 | 0 | 0 | 0
-0.25 | -65.25 | BR | 0.17 | 0 | 0.1 | 0
-0.75 | -65.25 | BR | 0.17 | 0 | 0 | 0
-1.25 | -65.25 | BR | 0.17 | 0 | 0 | 0
-1.75 | -65.25 | BR | 0.17 | 0 | 0 | 0
-2.25 | -65.25 | BR | 0.17 | 0 | 0.7 | 6
-2.75 | -65.25 | BR | 0.17 | 0 | 0.8 | 6
-3.25 | -65.25 | BR | 0.17 | 0 | 0 | 0
-3.75 | -65.25 | BR | 0.17 | 0 | 0 | 0
-4.75 | -65.25 | BR | 0.17 | 0 | 0 | 0
-6.75 | -65.25 | BR | 0.17 | 0 | 0 | 0
-7.25 | -65.25 | BR | 0.17 | 0 | 1 | 9
-7.75 | -65.25 | BR | 0.17 | 0 | 0.3 | 3
-8.25 | -65.25 | BR | 0.17 | 0 | 0 | 0
-8.75 | -65.25 | BR | 0.17 | 0 | 4.3 | 45
-9.25 | -65.25 | BR | 0.17 | 0 | 2.4 | 24
-9.75 | -65.25 | BR | 0.17 | 0 | 16.5 | 177
-10.25 | -65.25 | BR | 0.17 | 0 | 32.1 | 339
-10.75 | -65.25 | BR | 0.17 | 0 | 45.4 | 480
0.25 | -64.75 | BR | 0.17 | 0 | 0 | 0
-0.25 | -64.75 | BR | 0.17 | 0 | 0.1 | 0
-0.75 | -64.75 | BR | 0.17 | 0 | 0 | 0
-1.25 | -64.75 | BR | 0.17 | 0 | 0 | 0
-1.75 | -64.75 | BR | 0.17 | 0 | 0 | 0
-2.25 | -64.75 | BR | 0.17 | 0 | 0 | 0
-2.75 | -64.75 | BR | 0.17 | 0 | 0.6 | 6
-3.25 | -64.75 | BR | 0.17 | 0 | 1.6 | 15
-3.75 | -64.75 | BR | 0.17 | 0 | 0 | 0
-4.25 | -64.75 | BR | 0.17 | 0 | 0 | 0
-4.75 | -64.75 | BR | 0.17 | 0 | 0 | 0
-6.75 | -64.75 | BR | 0.17 | 0 | 0.3 | 3
-7.25 | -64.75 | BR | 0.17 | 0 | 2.7 | 27
-7.75 | -64.75 | BR | 0.17 | 0 | 0.4 | 3
-8.25 | -64.75 | BR | 0.17 | 0 | 0.7 | 6
-8.75 | -64.75 | BR | 0.17 | 0 | 2.6 | 27
-9.25 | -64.75 | BR | 0.17 | 0 | 14.8 | 156
-9.75 | -64.75 | BR | 0.17 | 0 | 46.8 | 498
-10.25 | -64.75 | BR | 0.17 | 0 | 45.1 | 477
-10.75 | -64.75 | BR | 0.17 | 0 | 5.5 | 57
-11.25 | -64.75 | BR | 0.17 | 0 | 0.4 | 3
3.75 | -64.25 | BR | 0.17 | 0 | 0 | 0
-0.75 | -64.25 | BR | 0.17 | 0 | 0 | 0
-1.25 | -64.25 | BR | 0.17 | 0 | 0 | 0
-1.75 | -64.25 | BR | 0.17 | 0 | 0 | 0
-2.25 | -64.25 | BR | 0.17 | 0 | 0 | 0
-2.75 | -64.25 | BR | 0.17 | 0 | 0 | 0
-3.25 | -64.25 | BR | 0.17 | 0 | 0.1 | 0
-3.75 | -64.25 | BR | 0.17 | 0 | 0.1 | 0
-4.25 | -64.25 | BR | 0.17 | 0 | 0 | 0
-6.75 | -64.25 | BR | 0.17 | 0 | 0.4 | 3
-7.25 | -64.25 | BR | 0.17 | 0 | 0.4 | 3
-7.75 | -64.25 | BR | 0.17 | 0 | 0.2 | 0
-8.25 | -64.25 | BR | 0.17 | 0 | 2.7 | 27
-8.75 | -64.25 | BR | 0.17 | 0 | 15.8 | 168
-9.25 | -64.25 | BR | 0.17 | 0 | 24.2 | 255
-9.75 | -64.25 | BR | 0.17 | 0 | 30 | 318
-10.25 | -64.25 | BR | 0.17 | 0 | 64.6 | 687
-10.75 | -64.25 | BR | 0.17 | 0 | 2.8 | 30
-11.25 | -64.25 | BR | 0.17 | 0 | 0 | 0
3.75 | -63.75 | BR | 0.17 | 0 | 0 | 0
-0.75 | -63.75 | BR | 0.17 | 0 | 0 | 0
-1.25 | -63.75 | BR | 0.17 | 0 | 0 | 0
-1.75 | -63.75 | BR | 0.17 | 0 | 0 | 0
-2.25 | -63.75 | BR | 0.17 | 0 | 0 | 0
-2.75 | -63.75 | BR | 0.17 | 0 | 0 | 0
-3.25 | -63.75 | BR | 0.17 | 0 | 0 | 0
-3.75 | -63.75 | BR | 0.17 | 0 | 0.3 | 3
-4.25 | -63.75 | BR | 0.17 | 0 | 0 | 0
-4.75 | -63.75 | BR | 0.17 | 0 | 0 | 0
-7.25 | -63.75 | BR | 0.17 | 0 | 0.1 | 0
-7.75 | -63.75 | BR | 0.17 | 0 | 4.8 | 51
-8.25 | -63.75 | BR | 0.17 | 0 | 6.7 | 72
-8.75 | -63.75 | BR | 0.17 | 0 | 56.7 | 606
-9.25 | -63.75 | BR | 0.17 | 0 | 31.9 | 336
-9.75 | -63.75 | BR | 0.17 | 0 | 70.1 | 741
-10.25 | -63.75 | BR | 0.17 | 0 | 94.7 | 1008
-10.75 | -63.75 | BR | 0.17 | 0 | 17.1 | 180
-11.25 | -63.75 | BR | 0.17 | 0 | 0 | 0
-1.25 | -63.25 | BR | 0.17 | 0 | 0 | 0
-1.75 | -63.25 | BR | 0.17 | 0 | 0 | 0
-2.25 | -63.25 | BR | 0.17 | 0 | 0 | 0
-2.75 | -63.25 | BR | 0.17 | 0 | 0 | 0
-3.25 | -63.25 | BR | 0.17 | 0 | 0 | 0
-3.75 | -63.25 | BR | 0.17 | 0 | 0.1 | 0
-4.25 | -63.25 | BR | 0.17 | 0 | 1 | 9
-4.75 | -63.25 | BR | 0.17 | 0 | 0 | 0
-7.25 | -63.25 | BR | 0.17 | 0 | 2.2 | 21
-7.75 | -63.25 | BR | 0.17 | 0 | 11 | 117
-8.25 | -63.25 | BR | 0.17 | 0 | 0.6 | 6
-8.75 | -63.25 | BR | 0.17 | 0 | 17.2 | 183
-9.25 | -63.25 | BR | 0.17 | 0 | 53.5 | 564
-9.75 | -63.25 | BR | 0.17 | 0 | 83.2 | 879
-10.25 | -63.25 | BR | 0.17 | 0 | 83.6 | 888
-10.75 | -63.25 | BR | 0.17 | 0 | 11.4 | 120
-11.25 | -63.25 | BR | 0.17 | 0 | 5.1 | 54
-11.75 | -63.25 | BR | 0.17 | 0 | 41.6 | 441
-1.25 | -62.75 | BR | 0.17 | 0 | 0 | 0
-1.75 | -62.75 | BR | 0.17 | 0 | 0 | 0
-2.25 | -62.75 | BR | 0.17 | 0 | 0 | 0
-2.75 | -62.75 | BR | 0.17 | 0 | 0 | 0
-3.25 | -62.75 | BR | 0.17 | 0 | 0 | 0
-3.75 | -62.75 | BR | 0.17 | 0 | 0.2 | 0
-4.25 | -62.75 | BR | 0.17 | 0 | 0 | 0
-4.75 | -62.75 | BR | 0.17 | 0 | 1.5 | 15
-5.75 | -62.75 | BR | 0.17 | 0 | 0 | 0
-6.25 | -62.75 | BR | 0.17 | 0 | 0.3 | 0
-6.75 | -62.75 | BR | 0.17 | 0 | 0.2 | 0
-7.25 | -62.75 | BR | 0.17 | 0 | 1.3 | 12
-7.75 | -62.75 | BR | 0.17 | 0 | 1 | 9
-8.25 | -62.75 | BR | 0.17 | 0 | 0.4 | 3
-8.75 | -62.75 | BR | 0.17 | 0 | 0.5 | 3
-9.25 | -62.75 | BR | 0.17 | 0 | 38 | 399
-9.75 | -62.75 | BR | 0.17 | 0 | 70.9 | 747
-10.25 | -62.75 | BR | 0.17 | 0 | 90.2 | 957
-10.75 | -62.75 | BR | 0.17 | 0 | 95.2 | 1011
-11.25 | -62.75 | BR | 0.17 | 0 | 38 | 405
-11.75 | -62.75 | BR | 0.17 | 0 | 59.3 | 633
-1.25 | -62.25 | BR | 0.17 | 0 | 0 | 0
-1.75 | -62.25 | BR | 0.17 | 0 | 0 | 0
-2.25 | -62.25 | BR | 0.17 | 0 | 0 | 0
-2.75 | -62.25 | BR | 0.17 | 0 | 0 | 0
-3.25 | -62.25 | BR | 0.17 | 0 | 0 | 0
-3.75 | -62.25 | BR | 0.17 | 0 | 1.4 | 15
-4.25 | -62.25 | BR | 0.17 | 0 | 1.3 | 12
-4.75 | -62.25 | BR | 0.17 | 0 | 2.4 | 24
-5.25 | -62.25 | BR | 0.17 | 0 | 0 | 0
-5.75 | -62.25 | BR | 0.17 | 0 | 0.1 | 0
-6.25 | -62.25 | BR | 0.17 | 0 | 0.3 | 0
-6.75 | -62.25 | BR | 0.17 | 0 | 0.5 | 3
-7.25 | -62.25 | BR | 0.17 | 0 | 0 | 0
-7.75 | -62.25 | BR | 0.17 | 0 | 0.4 | 3
-8.25 | -62.25 | BR | 0.17 | 0 | 0.7 | 6
-8.75 | -62.25 | BR | 0.17 | 0 | 17.1 | 180
-9.25 | -62.25 | BR | 0.17 | 0 | 55.3 | 582
-9.75 | -62.25 | BR | 0.17 | 0 | 78.4 | 828
-10.25 | -62.25 | BR | 0.17 | 0 | 96.7 | 1026
-10.75 | -62.25 | BR | 0.17 | 0 | 102.5 | 1089
-11.25 | -62.25 | BR | 0.17 | 0 | 96.3 | 1029
-1.25 | -61.75 | BR | 0.17 | 0 | 0 | 0
-1.75 | -61.75 | BR | 0.17 | 0 | 0 | 0
-2.25 | -61.75 | BR | 0.17 | 0 | 0 | 0
-2.75 | -61.75 | BR | 0.17 | 0 | 0 | 0
-3.25 | -61.75 | BR | 0.17 | 0 | 0 | 0
-3.75 | -61.75 | BR | 0.17 | 0 | 1.6 | 15
-4.25 | -61.75 | BR | 0.17 | 0 | 0.4 | 3
-4.75 | -61.75 | BR | 0.17 | 0 | 0.1 | 0
-5.25 | -61.75 | BR | 0.17 | 0 | 0.7 | 6
-5.75 | -61.75 | BR | 0.17 | 0 | 0.5 | 3
-6.25 | -61.75 | BR | 0.17 | 0 | 0.3 | 3
-6.75 | -61.75 | BR | 0.17 | 0 | 0 | 0
-7.25 | -61.75 | BR | 0.17 | 0 | 0 | 0
-7.75 | -61.75 | BR | 0.17 | 0 | 12.4 | 129
-8.25 | -61.75 | BR | 0.17 | 0 | 45.5 | 483
-8.75 | -61.75 | BR | 0.17 | 0 | 42.7 | 453
-9.25 | -61.75 | BR | 0.17 | 0 | 33.6 | 354
-9.75 | -61.75 | BR | 0.17 | 0 | 15.5 | 162
-10.25 | -61.75 | BR | 0.17 | 0 | 16.8 | 177
-10.75 | -61.75 | BR | 0.17 | 0 | 68.6 | 723
-11.25 | -61.75 | BR | 0.17 | 0 | 98.5 | 1038
4.25 | -61.25 | BR | 0.17 | 0 | 30.8 | 297
-1.25 | -61.25 | BR | 0.17 | 0 | 0 | 0
-1.75 | -61.25 | BR | 0.17 | 0 | 0 | 0
-2.25 | -61.25 | BR | 0.17 | 0 | 0 | 0
-2.75 | -61.25 | BR | 0.17 | 0 | 0 | 0
-3.25 | -61.25 | BR | 0.17 | 0 | 4.1 | 42
-3.75 | -61.25 | BR | 0.17 | 0 | 4.2 | 45
-4.25 | -61.25 | BR | 0.17 | 0 | 0 | 0
-4.75 | -61.25 | BR | 0.17 | 0 | 0 | 0
-5.25 | -61.25 | BR | 0.17 | 0 | 0.7 | 6
-5.75 | -61.25 | BR | 0.17 | 0 | 1.9 | 18
-6.25 | -61.25 | BR | 0.17 | 0 | 0 | 0
-6.75 | -61.25 | BR | 0.17 | 0 | 0.6 | 6
-7.25 | -61.25 | BR | 0.17 | 0 | 0.9 | 9
-7.75 | -61.25 | BR | 0.17 | 0 | 13.6 | 144
-8.25 | -61.25 | BR | 0.17 | 0 | 10 | 105
-8.75 | -61.25 | BR | 0.17 | 0 | 14.3 | 150
-9.25 | -61.25 | BR | 0.17 | 0 | 10.5 | 108
-9.75 | -61.25 | BR | 0.17 | 0 | 3 | 30
-10.25 | -61.25 | BR | 0.17 | 0 | 14.8 | 156
-10.75 | -61.25 | BR | 0.17 | 0 | 22.5 | 237
4.75 | -60.75 | BR | 0.17 | 0 | 90.9 | 867
4.25 | -60.75 | BR | 0.17 | 0 | 92.8 | 885
3.75 | -60.75 | BR | 0.17 | 0 | 100.3 | 969
-1.25 | -60.75 | BR | 0.17 | 0 | 0 | 0
-1.75 | -60.75 | BR | 0.17 | 0 | 0 | 0
-2.25 | -60.75 | BR | 0.17 | 0 | 0 | 0
-2.75 | -60.75 | BR | 0.17 | 0 | 0.5 | 3
-3.25 | -60.75 | BR | 0.17 | 0 | 8.7 | 93
-3.75 | -60.75 | BR | 0.17 | 0 | 1.1 | 12
-4.25 | -60.75 | BR | 0.17 | 0 | 0.1 | 0
-4.75 | -60.75 | BR | 0.17 | 0 | 0.1 | 0
-5.25 | -60.75 | BR | 0.17 | 0 | 0.5 | 3
-5.75 | -60.75 | BR | 0.17 | 0 | 0.1 | 0
-6.25 | -60.75 | BR | 0.17 | 0 | 0 | 0
-6.75 | -60.75 | BR | 0.17 | 0 | 0.1 | 0
-7.25 | -60.75 | BR | 0.17 | 0 | 0.3 | 0
-7.75 | -60.75 | BR | 0.17 | 0 | 1.3 | 12
-8.25 | -60.75 | BR | 0.17 | 0 | 0 | 0
-8.75 | -60.75 | BR | 0.17 | 0 | 5 | 51
-9.25 | -60.75 | BR | 0.17 | 0 | 7.9 | 81
-9.75 | -60.75 | BR | 0.17 | 0 | 2.8 | 27
-10.25 | -60.75 | BR | 0.17 | 0 | 8.7 | 90
-10.75 | -60.75 | BR | 0.17 | 0 | 5 | 51
5.25 | -60.25 | BR | 0.17 | 0 | 2.7 | 27
4.75 | -60.25 | BR | 0.17 | 0 | 81.6 | 777
4.25 | -60.25 | BR | 0.17 | 0 | 101.2 | 966
3.75 | -60.25 | BR | 0.17 | 0 | 99.8 | 963
3.25 | -60.25 | BR | 0.17 | 0 | 99.5 | 960
2.75 | -60.25 | BR | 0.17 | 0 | 55.1 | 561
-0.75 | -60.25 | BR | 0.17 | 0 | 0.4 | 3
-1.25 | -60.25 | BR | 0.17 | 0 | 0.6 | 6
-1.75 | -60.25 | BR | 0.17 | 0 | 3.1 | 33
-2.25 | -60.25 | BR | 0.17 | 0 | 0.4 | 3
-2.75 | -60.25 | BR | 0.17 | 0 | 3.6 | 39
-3.25 | -60.25 | BR | 0.17 | 0 | 21.9 | 237
-3.75 | -60.25 | BR | 0.17 | 0 | 4.3 | 45
-4.25 | -60.25 | BR | 0.17 | 0 | 0.2 | 0
-4.75 | -60.25 | BR | 0.17 | 0 | 0.1 | 0
-5.25 | -60.25 | BR | 0.17 | 0 | 0.8 | 6
-5.75 | -60.25 | BR | 0.17 | 0 | 0 | 0
-6.25 | -60.25 | BR | 0.17 | 0 | 1.5 | 15
-6.75 | -60.25 | BR | 0.17 | 0 | 5.4 | 57
-7.25 | -60.25 | BR | 0.17 | 0 | 7 | 72
-7.75 | -60.25 | BR | 0.17 | 0 | 0 | 0
-8.25 | -60.25 | BR | 0.17 | 0 | 0 | 0
-8.75 | -60.25 | BR | 0.17 | 0 | 0 | 0
-9.25 | -60.25 | BR | 0.17 | 0 | 9.3 | 96
-9.75 | -60.25 | BR | 0.17 | 0 | 5.3 | 54
-10.25 | -60.25 | BR | 0.17 | 0 | 3.2 | 33
-10.75 | -60.25 | BR | 0.17 | 0 | 0 | 0
4.25 | -59.75 | BR | 0.17 | 0 | 76 | 747
3.75 | -59.75 | BR | 0.17 | 0 | 100.1 | 966
2.25 | -59.75 | BR | 0.17 | 0 | 69.2 | 693
1.75 | -59.75 | BR | 0.17 | 0 | 4.1 | 39
1.25 | -59.75 | BR | 0.17 | 0 | 1.4 | 12
0.75 | -59.75 | BR | 0.17 | 0 | 11.9 | 120
0.25 | -59.75 | BR | 0.17 | 0 | 0 | 0
-0.25 | -59.75 | BR | 0.17 | 0 | 0 | 0
-0.75 | -59.75 | BR | 0.17 | 0 | 0 | 0
-1.25 | -59.75 | BR | 0.17 | 0 | 0 | 0
-1.75 | -59.75 | BR | 0.17 | 0 | 0.3 | 0
-2.25 | -59.75 | BR | 0.17 | 0 | 0.5 | 3
-2.75 | -59.75 | BR | 0.17 | 0 | 2.9 | 30
-3.25 | -59.75 | BR | 0.17 | 0 | 21.5 | 234
-3.75 | -59.75 | BR | 0.17 | 0 | 4.9 | 51
-4.25 | -59.75 | BR | 0.17 | 0 | 1.8 | 18
-4.75 | -59.75 | BR | 0.17 | 0 | 0.4 | 3
-5.25 | -59.75 | BR | 0.17 | 0 | 0 | 0
-5.75 | -59.75 | BR | 0.17 | 0 | 1.4 | 15
-6.25 | -59.75 | BR | 0.17 | 0 | 0.1 | 0
-6.75 | -59.75 | BR | 0.17 | 0 | 5.9 | 63
-7.25 | -59.75 | BR | 0.17 | 0 | 25.4 | 270
-7.75 | -59.75 | BR | 0.17 | 0 | 0 | 0
-8.25 | -59.75 | BR | 0.17 | 0 | 0 | 0
-8.75 | -59.75 | BR | 0.17 | 0 | 0 | 0
-9.25 | -59.75 | BR | 0.17 | 0 | 17.9 | 186
-9.75 | -59.75 | BR | 0.17 | 0 | 12.2 | 126
-10.25 | -59.75 | BR | 0.17 | 0 | 13 | 135
-10.75 | -59.75 | BR | 0.17 | 0 | 0.3 | 3
1.25 | -59.25 | BR | 0.17 | 0 | 0 | 0
0.75 | -59.25 | BR | 0.17 | 0 | 2.5 | 24
0.25 | -59.25 | BR | 0.17 | 0 | 0 | 0
-0.25 | -59.25 | BR | 0.17 | 0 | 0 | 0
-0.75 | -59.25 | BR | 0.17 | 0 | 0 | 0
-1.25 | -59.25 | BR | 0.17 | 0 | 0 | 0
-1.75 | -59.25 | BR | 0.17 | 0 | 0.1 | 0
-2.25 | -59.25 | BR | 0.17 | 0 | 0 | 0
-2.75 | -59.25 | BR | 0.17 | 0 | 1.7 | 18
-3.25 | -59.25 | BR | 0.17 | 0 | 24.3 | 264
-3.75 | -59.25 | BR | 0.17 | 0 | 13.1 | 141
-4.25 | -59.25 | BR | 0.17 | 0 | 0.3 | 3
-4.75 | -59.25 | BR | 0.17 | 0 | 0 | 0
-5.25 | -59.25 | BR | 0.17 | 0 | 0 | 0
-5.75 | -59.25 | BR | 0.17 | 0 | 0 | 0
-6.25 | -59.25 | BR | 0.17 | 0 | 0 | 0
-6.75 | -59.25 | BR | 0.17 | 0 | 4.4 | 45
-7.25 | -59.25 | BR | 0.17 | 0 | 3.4 | 36
-7.75 | -59.25 | BR | 0.17 | 0 | 0 | 0
-8.25 | -59.25 | BR | 0.17 | 0 | 0 | 0
-8.75 | -59.25 | BR | 0.17 | 0 | 0 | 0
-9.25 | -59.25 | BR | 0.17 | 0 | 42 | 438
-9.75 | -59.25 | BR | 0.17 | 0 | 39.3 | 408
-10.25 | -59.25 | BR | 0.17 | 0 | 38.4 | 399
-10.75 | -59.25 | BR | 0.17 | 0 | 26.8 | 279
0.75 | -58.75 | BR | 0.17 | 0 | 0 | 0
0.25 | -58.75 | BR | 0.17 | 0 | 0 | 0
-0.25 | -58.75 | BR | 0.17 | 0 | 0 | 0
-0.75 | -58.75 | BR | 0.17 | 0 | 0 | 0
-1.25 | -58.75 | BR | 0.17 | 0 | 0 | 0
-1.75 | -58.75 | BR | 0.17 | 0 | 0.1 | 0
-2.25 | -58.75 | BR | 0.17 | 0 | 0 | 0
-2.75 | -58.75 | BR | 0.17 | 0 | 0.4 | 3
-3.25 | -58.75 | BR | 0.17 | 0 | 12.6 | 135
-3.75 | -58.75 | BR | 0.17 | 0 | 7.4 | 78
-4.25 | -58.75 | BR | 0.17 | 0 | 0 | 0
-4.75 | -58.75 | BR | 0.17 | 0 | 0 | 0
-5.25 | -58.75 | BR | 0.17 | 0 | 0 | 0
-5.75 | -58.75 | BR | 0.17 | 0 | 0 | 0
-6.25 | -58.75 | BR | 0.17 | 0 | 0 | 0
-6.75 | -58.75 | BR | 0.17 | 0 | 3.3 | 33
-7.25 | -58.75 | BR | 0.17 | 0 | 0 | 0
-7.75 | -58.75 | BR | 0.17 | 0 | 0.1 | 0
-8.25 | -58.75 | BR | 0.17 | 0 | 0 | 0
-8.75 | -58.75 | BR | 0.17 | 0 | 0 | 0
-9.25 | -58.75 | BR | 0.17 | 0 | 17.8 | 183
-9.75 | -58.75 | BR | 0.17 | 0 | 29 | 300
-10.25 | -58.75 | BR | 0.17 | 0 | 51.9 | 540
-10.75 | -58.75 | BR | 0.17 | 0 | 48.4 | 504
1.25 | -58.25 | BR | 0.17 | 0 | 0 | 0
0.75 | -58.25 | BR | 0.17 | 0 | 0 | 0
0.25 | -58.25 | BR | 0.17 | 0 | 0 | 0
-0.25 | -58.25 | BR | 0.17 | 0 | 0 | 0
-0.75 | -58.25 | BR | 0.17 | 0 | 0 | 0
-1.25 | -58.25 | BR | 0.17 | 0 | 0 | 0
-1.75 | -58.25 | BR | 0.17 | 0 | 0 | 0
-2.25 | -58.25 | BR | 0.17 | 0 | 0.2 | 0
-2.75 | -58.25 | BR | 0.17 | 0 | 9.9 | 108
-3.25 | -58.25 | BR | 0.17 | 0 | 16.1 | 174
-3.75 | -58.25 | BR | 0.17 | 0 | 1.4 | 15
-4.25 | -58.25 | BR | 0.17 | 0 | 0 | 0
-4.75 | -58.25 | BR | 0.17 | 0 | 0 | 0
-5.25 | -58.25 | BR | 0.17 | 0 | 0 | 0
-5.75 | -58.25 | BR | 0.17 | 0 | 0.1 | 0
-6.25 | -58.25 | BR | 0.17 | 0 | 2.6 | 27
-6.75 | -58.25 | BR | 0.17 | 0 | 1.2 | 12
-8.75 | -58.25 | BR | 0.17 | 0 | 0.6 | 6
-9.25 | -58.25 | BR | 0.17 | 0 | 15.5 | 159
-9.75 | -58.25 | BR | 0.17 | 0 | 29.1 | 303
-10.25 | -58.25 | BR | 0.17 | 0 | 49.1 | 510
-10.75 | -58.25 | BR | 0.17 | 0 | 23.7 | 246
1.25 | -57.75 | BR | 0.17 | 0 | 0 | 0
0.75 | -57.75 | BR | 0.17 | 0 | 0 | 0
0.25 | -57.75 | BR | 0.17 | 0 | 0 | 0
-0.25 | -57.75 | BR | 0.17 | 0 | 0 | 0
-0.75 | -57.75 | BR | 0.17 | 0 | 0.2 | 0
-1.25 | -57.75 | BR | 0.17 | 0 | 0 | 0
-1.75 | -57.75 | BR | 0.17 | 0 | 0 | 0
-2.25 | -57.75 | BR | 0.17 | 0 | 3.7 | 39
-2.75 | -57.75 | BR | 0.17 | 0 | 35.2 | 378
-3.25 | -57.75 | BR | 0.17 | 0 | 12.7 | 135
-3.75 | -57.75 | BR | 0.17 | 0 | 0.5 | 3
-4.25 | -57.75 | BR | 0.17 | 0 | 0.1 | 0
-4.75 | -57.75 | BR | 0.17 | 0 | 0 | 0
-5.25 | -57.75 | BR | 0.17 | 0 | 0.4 | 3
-5.75 | -57.75 | BR | 0.17 | 0 | 1.1 | 9
-8.75 | -57.75 | BR | 0.17 | 0 | 2.6 | 27
-9.25 | -57.75 | BR | 0.17 | 0 | 9 | 93
-9.75 | -57.75 | BR | 0.17 | 0 | 59.7 | 615
-10.25 | -57.75 | BR | 0.17 | 0 | 60.5 | 627
-10.75 | -57.75 | BR | 0.17 | 0 | 48.6 | 504
1.25 | -57.25 | BR | 0.17 | 0 | 0 | 0
0.75 | -57.25 | BR | 0.17 | 0 | 0 | 0
0.25 | -57.25 | BR | 0.17 | 0 | 0 | 0
-0.25 | -57.25 | BR | 0.17 | 0 | 0 | 0
-0.75 | -57.25 | BR | 0.17 | 0 | 0 | 0
-1.25 | -57.25 | BR | 0.17 | 0 | 0 | 0
-1.75 | -57.25 | BR | 0.17 | 0 | 0.1 | 0
-2.25 | -57.25 | BR | 0.17 | 0 | 7.2 | 75
-2.75 | -57.25 | BR | 0.17 | 0 | 23.6 | 252
-3.25 | -57.25 | BR | 0.17 | 0 | 1.2 | 12
-3.75 | -57.25 | BR | 0.17 | 0 | 0 | 0
-4.25 | -57.25 | BR | 0.17 | 0 | 0 | 0
-4.75 | -57.25 | BR | 0.17 | 0 | 0.1 | 0
-5.25 | -57.25 | BR | 0.17 | 0 | 0.4 | 3
-9.25 | -57.25 | BR | 0.17 | 0 | 33.6 | 345
-9.75 | -57.25 | BR | 0.17 | 0 | 59.1 | 609
-10.25 | -57.25 | BR | 0.17 | 0 | 33.4 | 345
-10.75 | -57.25 | BR | 0.17 | 0 | 21.2 | 219
0.75 | -56.75 | BR | 0.17 | 0 | 0 | 0
0.25 | -56.75 | BR | 0.17 | 0 | 0 | 0
-0.25 | -56.75 | BR | 0.17 | 0 | 0 | 0
-0.75 | -56.75 | BR | 0.17 | 0 | 0 | 0
-1.25 | -56.75 | BR | 0.17 | 0 | 0 | 0
-1.75 | -56.75 | BR | 0.17 | 0 | 4.3 | 42
-2.25 | -56.75 | BR | 0.17 | 0 | 27.1 | 282
-2.75 | -56.75 | BR | 0.17 | 0 | 17.9 | 186
-3.25 | -56.75 | BR | 0.17 | 0 | 3.3 | 33
-3.75 | -56.75 | BR | 0.17 | 0 | 0 | 0
-4.25 | -56.75 | BR | 0.17 | 0 | 0 | 0
-4.75 | -56.75 | BR | 0.17 | 0 | 0.2 | 0
-9.25 | -56.75 | BR | 0.17 | 0 | 32.7 | 333
-9.75 | -56.75 | BR | 0.17 | 0 | 59.8 | 609
-10.25 | -56.75 | BR | 0.17 | 0 | 55.7 | 567
-10.75 | -56.75 | BR | 0.17 | 0 | 32 | 324
0.75 | -56.25 | BR | 0.17 | 0 | 0.1 | 0
0.25 | -56.25 | BR | 0.17 | 0 | 0 | 0
-0.25 | -56.25 | BR | 0.17 | 0 | 0 | 0
-0.75 | -56.25 | BR | 0.17 | 0 | 0 | 0
-1.25 | -56.25 | BR | 0.17 | 0 | 0.5 | 3
-1.75 | -56.25 | BR | 0.17 | 0 | 19.3 | 195
-2.25 | -56.25 | BR | 0.17 | 0 | 20.7 | 213
-2.75 | -56.25 | BR | 0.17 | 0 | 1.5 | 15
-9.25 | -56.25 | BR | 0.17 | 0 | 27.7 | 282
-9.75 | -56.25 | BR | 0.17 | 0 | 79.6 | 810
-10.25 | -56.25 | BR | 0.17 | 0 | 92.7 | 945
-10.75 | -56.25 | BR | 0.17 | 0 | 68.1 | 693
0.75 | -55.75 | BR | 0.17 | 0 | 6.1 | 57
0.25 | -55.75 | BR | 0.17 | 0 | 0.1 | 0
-0.25 | -55.75 | BR | 0.17 | 0 | 0 | 0
-0.75 | -55.75 | BR | 0.17 | 0 | 0 | 0
-1.25 | -55.75 | BR | 0.17 | 0 | 9.3 | 90
-1.75 | -55.75 | BR | 0.17 | 0 | 32.6 | 321
-2.25 | -55.75 | BR | 0.17 | 0 | 33 | 336
-9.25 | -55.75 | BR | 0.17 | 0 | 9.6 | 99
-9.75 | -55.75 | BR | 0.17 | 0 | 64.5 | 663
-10.25 | -55.75 | BR | 0.17 | 0 | 86.9 | 867
-10.75 | -55.75 | BR | 0.17 | 0 | 91 | 912
0.75 | -55.25 | BR | 0.17 | 0 | 0.1 | 0
0.25 | -55.25 | BR | 0.17 | 0 | 0 | 0
-0.25 | -55.25 | BR | 0.17 | 0 | 0 | 0
-0.75 | -55.25 | BR | 0.17 | 0 | 0 | 0
-1.25 | -55.25 | BR | 0.17 | 0 | 3.9 | 36
-1.75 | -55.25 | BR | 0.17 | 0 | 40.4 | 399
-9.75 | -55.25 | BR | 0.17 | 0 | 70.2 | 723
-10.25 | -55.25 | BR | 0.17 | 0 | 104.1 | 1044
-10.75 | -55.25 | BR | 0.17 | 0 | 94.7 | 951
-11.25 | -55.25 | BR | 0.17 | 0 | 45.8 | 471
0.25 | -54.75 | BR | 0.17 | 0 | 0 | 0
-0.25 | -54.75 | BR | 0.17 | 0 | 0 | 0
-0.75 | -54.75 | BR | 0.17 | 0 | 1.4 | 12
-1.25 | -54.75 | BR | 0.17 | 0 | 6.8 | 66
-9.75 | -54.75 | BR | 0.17 | 0 | 99.1 | 1023
-10.25 | -54.75 | BR | 0.17 | 0 | 83.3 | 837
-10.75 | -54.75 | BR | 0.17 | 0 | 83.1 | 834
-11.25 | -54.75 | BR | 0.17 | 0 | 50.8 | 525
-9.75 | -54.25 | BR | 0.17 | 0 | 27.4 | 282
-10.25 | -54.25 | BR | 0.17 | 0 | 92.6 | 924
-10.75 | -54.25 | BR | 0.17 | 0 | 33 | 330
-11.25 | -54.25 | BR | 0.17 | 0 | 54.3 | 543
-10.25 | -53.75 | BR | 0.17 | 0 | 41.1 | 405
-10.75 | -53.75 | BR | 0.17 | 0 | 21.4 | 213
-11.25 | -53.75 | BR | 0.17 | 0 | 6.3 | 63
-11.75 | -53.75 | BR | 0.17 | 0 | 2.9 | 27
-10.25 | -53.25 | BR | 0.17 | 0 | 2.8 | 27
-10.75 | -53.25 | BR | 0.17 | 0 | 0.9 | 9
-11.25 | -53.25 | BR | 0.17 | 0 | 0.6 | 3
-11.75 | -53.25 | BR | 0.17 | 0 | 0.9 | 6
-10.25 | -52.75 | BR | 0.17 | 0 | 46.1 | 456
-10.75 | -52.75 | BR | 0.17 | 0 | 75.4 | 774
-11.25 | -52.75 | BR | 0.17 | 0 | 48.3 | 516
-11.75 | -52.75 | BR | 0.17 | 0 | 27.8 | 306
-10.25 | -52.25 | BR | 0.17 | 0 | 86.7 | 912
-10.75 | -52.25 | BR | 0.17 | 0 | 102.2 | 1113
-11.25 | -52.25 | BR | 0.17 | 0 | 83.1 | 840
-11.75 | -52.25 | BR | 0.17 | 0 | 64.6 | 687
-25.25 | -52.25 | BR | 0.17 | 0 | 138.7 | 1587
-25.75 | -52.25 | BR | 0.17 | 0 | 111.4 | 1377
-10.25 | -51.75 | BR | 0.17 | 0 | 114.8 | 1152
-10.75 | -51.75 | BR | 0.17 | 0 | 139.6 | 1440
-11.25 | -51.75 | BR | 0.17 | 0 | 114.6 | 1254
-11.75 | -51.75 | BR | 0.17 | 0 | 120.4 | 1206
-25.25 | -51.75 | BR | 0.17 | 0 | 103.7 | 1425
-10.75 | -51.25 | BR | 0.17 | 0 | 99.1 | 987
-11.25 | -51.25 | BR | 0.17 | 0 | 152.1 | 1491
-11.75 | -51.25 | BR | 0.17 | 0 | 153.8 | 1509
-12.25 | -51.25 | BR | 0.17 | 0 | 151.7 | 1488
-14.75 | -51.25 | BR | 0.17 | 0 | 165.4 | 1593
-15.25 | -51.25 | BR | 0.17 | 0 | 163 | 1578
-25.25 | -51.25 | BR | 0.17 | 0 | 79.1 | 882
-10.75 | -50.75 | BR | 0.17 | 0 | 130.7 | 1281
-11.25 | -50.75 | BR | 0.17 | 0 | 169.3 | 1641
-11.75 | -50.75 | BR | 0.17 | 0 | 173 | 1677
-12.25 | -50.75 | BR | 0.17 | 0 | 174.4 | 1686
-12.75 | -50.75 | BR | 0.17 | 0 | 165 | 1596
-13.25 | -50.75 | BR | 0.17 | 0 | 164.2 | 1587
-14.25 | -50.75 | BR | 0.17 | 0 | 162.3 | 1554
-14.75 | -50.75 | BR | 0.17 | 0 | 171.9 | 1647
-15.25 | -50.75 | BR | 0.17 | 0 | 172.8 | 1659
-15.75 | -50.75 | BR | 0.17 | 0 | 174.7 | 1674
-27.25 | -50.75 | BR | 0.17 | 0 | 104.3 | 1236
-28.25 | -50.75 | BR | 0.17 | 0 | 95.6 | 1200
-28.75 | -50.75 | BR | 0.17 | 0 | 95.7 | 1110
-10.75 | -50.25 | BR | 0.17 | 0 | 143 | 1407
-11.25 | -50.25 | BR | 0.17 | 0 | 154.2 | 1497
-11.75 | -50.25 | BR | 0.17 | 0 | 171.7 | 1665
-12.25 | -50.25 | BR | 0.17 | 0 | 173.2 | 1674
-12.75 | -50.25 | BR | 0.17 | 0 | 167.8 | 1620
-13.25 | -50.25 | BR | 0.17 | 0 | 174.4 | 1680
-13.75 | -50.25 | BR | 0.17 | 0 | 165.7 | 1596
-14.25 | -50.25 | BR | 0.17 | 0 | 174.9 | 1674
-14.75 | -50.25 | BR | 0.17 | 0 | 176.8 | 1692
-15.25 | -50.25 | BR | 0.17 | 0 | 177 | 1698
-15.75 | -50.25 | BR | 0.17 | 0 | 175.8 | 1686
-24.75 | -50.25 | BR | 0.17 | 0 | 112.2 | 1503
-27.75 | -50.25 | BR | 0.17 | 0 | 82.6 | 951
-28.25 | -50.25 | BR | 0.17 | 0 | 116.7 | 1320
-28.75 | -50.25 | BR | 0.17 | 0 | 91.8 | 1038
-10.75 | -49.75 | BR | 0.17 | 0 | 155.6 | 1602
-11.25 | -49.75 | BR | 0.17 | 0 | 162.5 | 1572
-12.25 | -49.75 | BR | 0.17 | 0 | 173.6 | 1659
-12.75 | -49.75 | BR | 0.17 | 0 | 179.1 | 1713
-13.25 | -49.75 | BR | 0.17 | 0 | 176.5 | 1698
-13.75 | -49.75 | BR | 0.17 | 0 | 176.1 | 1695
-14.25 | -49.75 | BR | 0.17 | 0 | 176.8 | 1692
-14.75 | -49.75 | BR | 0.17 | 0 | 176.3 | 1692
-15.25 | -49.75 | BR | 0.17 | 0 | 168.1 | 1728
-24.25 | -49.75 | BR | 0.17 | 0 | 90.9 | 1155
-24.75 | -49.75 | BR | 0.17 | 0 | 90.5 | 1176
-27.75 | -49.75 | BR | 0.17 | 0 | 54.6 | 678
-28.25 | -49.75 | BR | 0.17 | 0 | 77.4 | 924
-28.75 | -49.75 | BR | 0.17 | 0 | 52.8 | 816
-24.25 | -49.25 | BR | 0.17 | 0 | 43.7 | 603
-27.75 | -49.25 | BR | 0.17 | 0 | 46.3 | 573
-28.25 | -49.25 | BR | 0.17 | 0 | 57.5 | 687
-24.25 | -48.75 | BR | 0.17 | 0 | 60.8 | 741
-24.75 | -48.75 | BR | 0.17 | 0 | 17.7 | 210
-24.25 | -48.25 | BR | 0.17 | 0 | 26.6 | 321
-24.75 | -48.25 | BR | 0.17 | 0 | 20.9 | 249
-24.25 | -47.75 | BR | 0.17 | 0 | 14.3 | 177
-21.25 | -46.75 | BR | 0.17 | 0 | 160.8 | 1662
-21.75 | -46.75 | BR | 0.17 | 0 | 138.1 | 1503
-22.25 | -46.75 | BR | 0.17 | 0 | 126 | 1449
-22.75 | -46.75 | BR | 0.17 | 0 | 111.4 | 1182
-23.25 | -46.75 | BR | 0.17 | 0 | 59.9 | 669
-21.25 | -46.25 | BR | 0.17 | 0 | 158.5 | 1653
-21.75 | -46.25 | BR | 0.17 | 0 | 150.3 | 1545
-22.25 | -46.25 | BR | 0.17 | 0 | 155.5 | 1599
-22.75 | -46.25 | BR | 0.17 | 0 | 112.5 | 1155
-23.25 | -46.25 | BR | 0.17 | 0 | 68.7 | 768
-21.25 | -45.75 | BR | 0.17 | 0 | 139.2 | 1491
-21.75 | -45.75 | BR | 0.17 | 0 | 156.8 | 1641
-21.25 | -45.25 | BR | 0.17 | 0 | 163.4 | 1683
-21.25 | -44.75 | BR | 0.17 | 0 | 154.4 | 1593
-19.25 | -44.25 | BR | 0.17 | 0 | 162.7 | 1587
-19.75 | -44.25 | BR | 0.17 | 0 | 146.3 | 1425
-20.25 | -44.25 | BR | 0.17 | 0 | 163.7 | 1644
-20.75 | -44.25 | BR | 0.17 | 0 | 159.6 | 1602
-21.25 | -44.25 | BR | 0.17 | 0 | 154.2 | 1596
-21.75 | -44.25 | BR | 0.17 | 0 | 147.2 | 1521
-18.75 | -43.75 | BR | 0.17 | 0 | 165.4 | 1632
-19.25 | -43.75 | BR | 0.17 | 0 | 163.7 | 1632
-19.75 | -43.75 | BR | 0.17 | 0 | 128.6 | 1281
-20.25 | -43.75 | BR | 0.17 | 0 | 116.6 | 1218
-20.75 | -43.75 | BR | 0.17 | 0 | 153.9 | 1608
-21.25 | -43.75 | BR | 0.17 | 0 | 145.9 | 1584
-21.75 | -43.75 | BR | 0.17 | 0 | 141.8 | 1539
-22.25 | -43.75 | BR | 0.17 | 0 | 133.1 | 1497
-17.75 | -43.25 | BR | 0.17 | 0 | 158.4 | 1527
-18.25 | -43.25 | BR | 0.17 | 0 | 164.9 | 1629
-18.75 | -43.25 | BR | 0.17 | 0 | 164.7 | 1626
-19.25 | -43.25 | BR | 0.17 | 0 | 162.3 | 1617
-19.75 | -43.25 | BR | 0.17 | 0 | 134.3 | 1338
-20.25 | -43.25 | BR | 0.17 | 0 | 131.6 | 1374
-20.75 | -43.25 | BR | 0.17 | 0 | 160.3 | 1674
-21.25 | -43.25 | BR | 0.17 | 0 | 159 | 1728
-21.75 | -43.25 | BR | 0.17 | 0 | 148.5 | 1611
-22.25 | -43.25 | BR | 0.17 | 0 | 100.9 | 1134
-4.25 | -42.75 | BR | 0.17 | 0 | 165 | 1497
-4.75 | -42.75 | BR | 0.17 | 0 | 161.1 | 1467
-5.25 | -42.75 | BR | 0.17 | 0 | 169.3 | 1554
-12.25 | -42.75 | BR | 0.17 | 0 | 198.2 | 1728
-12.75 | -42.75 | BR | 0.17 | 0 | 200.8 | 1749
-13.25 | -42.75 | BR | 0.17 | 0 | 190.4 | 1680
-16.75 | -42.75 | BR | 0.17 | 0 | 164.5 | 1584
-17.25 | -42.75 | BR | 0.17 | 0 | 147.9 | 1509
-17.75 | -42.75 | BR | 0.17 | 0 | 149.9 | 1530
-18.25 | -42.75 | BR | 0.17 | 0 | 160.3 | 1710
-18.75 | -42.75 | BR | 0.17 | 0 | 146.9 | 1569
-19.25 | -42.75 | BR | 0.17 | 0 | 133.8 | 1440
-19.75 | -42.75 | BR | 0.17 | 0 | 116.6 | 1254
-20.25 | -42.75 | BR | 0.17 | 0 | 161 | 1752
-20.75 | -42.75 | BR | 0.17 | 0 | 158.6 | 1722
-21.25 | -42.75 | BR | 0.17 | 0 | 155 | 1707
-21.75 | -42.75 | BR | 0.17 | 0 | 152.9 | 1686
-4.75 | -42.25 | BR | 0.17 | 0 | 172.7 | 1554
-5.25 | -42.25 | BR | 0.17 | 0 | 184.4 | 1680
-12.25 | -42.25 | BR | 0.17 | 0 | 198.6 | 1731
-12.75 | -42.25 | BR | 0.17 | 0 | 202.4 | 1764
-13.25 | -42.25 | BR | 0.17 | 0 | 203.6 | 1794
-13.75 | -42.25 | BR | 0.17 | 0 | 199.7 | 1761
-18.25 | -42.25 | BR | 0.17 | 0 | 166.7 | 1779
-18.75 | -42.25 | BR | 0.17 | 0 | 160.4 | 1713
-19.75 | -42.25 | BR | 0.17 | 0 | 155.4 | 1671
-20.25 | -42.25 | BR | 0.17 | 0 | 154.8 | 1680
-20.75 | -42.25 | BR | 0.17 | 0 | 146.4 | 1593
-21.25 | -42.25 | BR | 0.17 | 0 | 155 | 1707
-21.75 | -42.25 | BR | 0.17 | 0 | 149.7 | 1650
-12.25 | -41.75 | BR | 0.17 | 0 | 177.5 | 1653
-12.75 | -41.75 | BR | 0.17 | 0 | 179.5 | 1674
-13.25 | -41.75 | BR | 0.17 | 0 | 185.5 | 1716
-14.25 | -41.75 | BR | 0.17 | 0 | 185 | 1737
-20.25 | -41.75 | BR | 0.17 | 0 | 144.8 | 1596
-20.75 | -41.75 | BR | 0.17 | 0 | 151 | 1662
-20.25 | -41.25 | BR | 0.17 | 0 | 141 | 1554
-29.25 | -67.25 | AR | 0.16 | 0 | 127.1 | 429
-29.75 | -67.25 | AR | 0.16 | 0 | 127.1 | 378
-28.75 | -66.75 | AR | 0.16 | 0 | 117.5 | 696
-29.25 | -66.75 | AR | 0.16 | 0 | 117.2 | 465
-29.75 | -66.75 | AR | 0.16 | 0 | 117 | 156
-30.25 | -66.75 | AR | 0.16 | 0 | 116.9 | 114
-28.75 | -66.25 | AR | 0.16 | 0 | 108.7 | 840
-29.25 | -66.25 | AR | 0.16 | 0 | 108.7 | 282
-29.75 | -66.25 | AR | 0.16 | 0 | 108.5 | 450
-30.25 | -66.25 | AR | 0.16 | 0 | 108.4 | 423
-28.75 | -65.75 | AR | 0.16 | 0 | 100.6 | 1233
-29.25 | -65.75 | AR | 0.16 | 0 | 100.6 | 771
1.25 | -69.75 | BR | 0.16 | 0 | 0 | 0
1.25 | -69.25 | BR | 0.16 | 0 | 0 | 0
1.25 | -68.75 | BR | 0.16 | 0 | 0 | 0
0.75 | -68.75 | BR | 0.16 | 0 | 0 | 0
1.25 | -68.25 | BR | 0.16 | 0 | 0 | 0
0.75 | -68.25 | BR | 0.16 | 0 | 0 | 0
0.25 | -68.25 | BR | 0.16 | 0 | 0 | 0
1.75 | -67.75 | BR | 0.16 | 0 | 0 | 0
1.25 | -67.75 | BR | 0.16 | 0 | 0 | 0
0.75 | -67.75 | BR | 0.16 | 0 | 0 | 0
0.25 | -67.75 | BR | 0.16 | 0 | 0 | 0
-3.25 | -67.75 | BR | 0.16 | 0 | 0.5 | 6
-3.75 | -67.75 | BR | 0.16 | 0 | 0 | 0
-4.25 | -67.75 | BR | 0.16 | 0 | 0 | 0
1.75 | -67.25 | BR | 0.16 | 0 | 0.1 | 0
1.25 | -67.25 | BR | 0.16 | 0 | 0 | 0
0.75 | -67.25 | BR | 0.16 | 0 | 0 | 0
0.25 | -67.25 | BR | 0.16 | 0 | 0 | 0
-3.25 | -67.25 | BR | 0.16 | 0 | 0 | 0
-3.75 | -67.25 | BR | 0.16 | 0 | 0 | 0
-4.25 | -67.25 | BR | 0.16 | 0 | 0 | 0
-4.75 | -67.25 | BR | 0.16 | 0 | 0 | 0
-5.75 | -67.25 | BR | 0.16 | 0 | 0 | 0
0.75 | -66.75 | BR | 0.16 | 0 | 0 | 0
-3.25 | -66.75 | BR | 0.16 | 0 | 0 | 0
-3.75 | -66.75 | BR | 0.16 | 0 | 0 | 0
-4.25 | -66.75 | BR | 0.16 | 0 | 0.2 | 0
-4.75 | -66.75 | BR | 0.16 | 0 | 2.8 | 30
-5.25 | -66.75 | BR | 0.16 | 0 | 0.3 | 3
-5.75 | -66.75 | BR | 0.16 | 0 | 0 | 0
-6.25 | -66.75 | BR | 0.16 | 0 | 0 | 0
-3.75 | -66.25 | BR | 0.16 | 0 | 0.7 | 6
-4.25 | -66.25 | BR | 0.16 | 0 | 0.2 | 0
-4.75 | -66.25 | BR | 0.16 | 0 | 0 | 0
-5.25 | -66.25 | BR | 0.16 | 0 | 0 | 0
-5.75 | -66.25 | BR | 0.16 | 0 | 0 | 0
-6.25 | -66.25 | BR | 0.16 | 0 | 0 | 0
-3.75 | -65.75 | BR | 0.16 | 0 | 0 | 0
-4.25 | -65.75 | BR | 0.16 | 0 | 0 | 0
-4.75 | -65.75 | BR | 0.16 | 0 | 0 | 0
-5.25 | -65.75 | BR | 0.16 | 0 | 0 | 0
-5.75 | -65.75 | BR | 0.16 | 0 | 0 | 0
-6.25 | -65.75 | BR | 0.16 | 0 | 0 | 0
-4.25 | -65.25 | BR | 0.16 | 0 | 0 | 0
-5.25 | -65.25 | BR | 0.16 | 0 | 0 | 0
-5.75 | -65.25 | BR | 0.16 | 0 | 0 | 0
-6.25 | -65.25 | BR | 0.16 | 0 | 0 | 0
-5.25 | -64.75 | BR | 0.16 | 0 | 0 | 0
-5.75 | -64.75 | BR | 0.16 | 0 | 0 | 0
-6.25 | -64.75 | BR | 0.16 | 0 | 0 | 0
-4.75 | -64.25 | BR | 0.16 | 0 | 0 | 0
-5.25 | -64.25 | BR | 0.16 | 0 | 0 | 0
-5.75 | -64.25 | BR | 0.16 | 0 | 0.6 | 6
-6.25 | -64.25 | BR | 0.16 | 0 | 0.3 | 3
-5.25 | -63.75 | BR | 0.16 | 0 | 0 | 0
-5.75 | -63.75 | BR | 0.16 | 0 | 0.2 | 0
-6.25 | -63.75 | BR | 0.16 | 0 | 0 | 0
-6.75 | -63.75 | BR | 0.16 | 0 | 0 | 0
-5.25 | -63.25 | BR | 0.16 | 0 | 1.4 | 15
-5.75 | -63.25 | BR | 0.16 | 0 | 0.2 | 0
-6.25 | -63.25 | BR | 0.16 | 0 | 0 | 0
-6.75 | -63.25 | BR | 0.16 | 0 | 0.6 | 3
-5.25 | -62.75 | BR | 0.16 | 0 | 0.2 | 0
-7.25 | -58.25 | BR | 0.16 | 0 | 0 | 0
-7.75 | -58.25 | BR | 0.16 | 0 | 0 | 0
-8.25 | -58.25 | BR | 0.16 | 0 | 0.2 | 0
-6.25 | -57.75 | BR | 0.16 | 0 | 2.5 | 24
-6.75 | -57.75 | BR | 0.16 | 0 | 8.9 | 93
-7.25 | -57.75 | BR | 0.16 | 0 | 28.8 | 306
-7.75 | -57.75 | BR | 0.16 | 0 | 1 | 9
-8.25 | -57.75 | BR | 0.16 | 0 | 0.8 | 6
1.75 | -57.25 | BR | 0.16 | 0 | 0 | 0
-5.75 | -57.25 | BR | 0.16 | 0 | 1 | 9
-6.25 | -57.25 | BR | 0.16 | 0 | 0.7 | 6
-6.75 | -57.25 | BR | 0.16 | 0 | 0 | 0
-7.25 | -57.25 | BR | 0.16 | 0 | 4.5 | 45
-7.75 | -57.25 | BR | 0.16 | 0 | 4.3 | 45
-8.25 | -57.25 | BR | 0.16 | 0 | 1.3 | 12
-8.75 | -57.25 | BR | 0.16 | 0 | 1.3 | 12
1.75 | -56.75 | BR | 0.16 | 0 | 0 | 0
1.25 | -56.75 | BR | 0.16 | 0 | 0 | 0
-5.25 | -56.75 | BR | 0.16 | 0 | 0.3 | 0
-5.75 | -56.75 | BR | 0.16 | 0 | 0.4 | 3
-6.25 | -56.75 | BR | 0.16 | 0 | 0 | 0
-6.75 | -56.75 | BR | 0.16 | 0 | 3.6 | 36
-7.25 | -56.75 | BR | 0.16 | 0 | 1.3 | 12
-7.75 | -56.75 | BR | 0.16 | 0 | 3 | 30
-8.25 | -56.75 | BR | 0.16 | 0 | 8 | 84
-8.75 | -56.75 | BR | 0.16 | 0 | 1 | 9
1.75 | -56.25 | BR | 0.16 | 0 | 14.5 | 144
1.25 | -56.25 | BR | 0.16 | 0 | 6.5 | 63
-3.25 | -56.25 | BR | 0.16 | 0 | 0 | 0
-3.75 | -56.25 | BR | 0.16 | 0 | 2.5 | 24
-4.25 | -56.25 | BR | 0.16 | 0 | 26.9 | 285
-4.75 | -56.25 | BR | 0.16 | 0 | 6.5 | 69
-5.25 | -56.25 | BR | 0.16 | 0 | 2.7 | 27
-5.75 | -56.25 | BR | 0.16 | 0 | 0.5 | 3
-6.25 | -56.25 | BR | 0.16 | 0 | 1.3 | 12
-6.75 | -56.25 | BR | 0.16 | 0 | 3.9 | 39
-7.25 | -56.25 | BR | 0.16 | 0 | 1.2 | 12
-7.75 | -56.25 | BR | 0.16 | 0 | 0.5 | 3
-8.25 | -56.25 | BR | 0.16 | 0 | 6.2 | 66
-8.75 | -56.25 | BR | 0.16 | 0 | 0.1 | 0
2.25 | -55.75 | BR | 0.16 | 0 | 37.8 | 372
1.75 | -55.75 | BR | 0.16 | 0 | 87.2 | 858
1.25 | -55.75 | BR | 0.16 | 0 | 21.1 | 207
-2.75 | -55.75 | BR | 0.16 | 0 | 0.7 | 6
-3.25 | -55.75 | BR | 0.16 | 0 | 0 | 0
-3.75 | -55.75 | BR | 0.16 | 0 | 14.5 | 150
-4.25 | -55.75 | BR | 0.16 | 0 | 26.4 | 276
-4.75 | -55.75 | BR | 0.16 | 0 | 6.3 | 66
-5.25 | -55.75 | BR | 0.16 | 0 | 0.9 | 9
-5.75 | -55.75 | BR | 0.16 | 0 | 0.5 | 3
-6.25 | -55.75 | BR | 0.16 | 0 | 7.1 | 75
-6.75 | -55.75 | BR | 0.16 | 0 | 5.5 | 57
-7.25 | -55.75 | BR | 0.16 | 0 | 6.9 | 69
-7.75 | -55.75 | BR | 0.16 | 0 | 4.1 | 42
-8.25 | -55.75 | BR | 0.16 | 0 | 2.7 | 27
-8.75 | -55.75 | BR | 0.16 | 0 | 0.7 | 6
2.25 | -55.25 | BR | 0.16 | 0 | 0 | 0
1.75 | -55.25 | BR | 0.16 | 0 | 1.3 | 12
1.25 | -55.25 | BR | 0.16 | 0 | 0 | 0
-2.25 | -55.25 | BR | 0.16 | 0 | 18 | 183
-2.75 | -55.25 | BR | 0.16 | 0 | 1.3 | 12
-3.25 | -55.25 | BR | 0.16 | 0 | 0.6 | 6
-3.75 | -55.25 | BR | 0.16 | 0 | 2.9 | 27
-4.25 | -55.25 | BR | 0.16 | 0 | 7.9 | 81
-4.75 | -55.25 | BR | 0.16 | 0 | 0 | 0
-5.25 | -55.25 | BR | 0.16 | 0 | 0 | 0
-5.75 | -55.25 | BR | 0.16 | 0 | 0 | 0
-6.25 | -55.25 | BR | 0.16 | 0 | 5.4 | 54
-7.25 | -55.25 | BR | 0.16 | 0 | 19 | 195
-7.75 | -55.25 | BR | 0.16 | 0 | 20.1 | 207
-8.25 | -55.25 | BR | 0.16 | 0 | 19.9 | 210
-8.75 | -55.25 | BR | 0.16 | 0 | 16.8 | 177
-9.25 | -55.25 | BR | 0.16 | 0 | 7 | 69
2.25 | -54.75 | BR | 0.16 | 0 | 0 | 0
1.75 | -54.75 | BR | 0.16 | 0 | 0 | 0
1.25 | -54.75 | BR | 0.16 | 0 | 0.1 | 0
0.75 | -54.75 | BR | 0.16 | 0 | 0 | 0
-1.75 | -54.75 | BR | 0.16 | 0 | 43.8 | 435
-2.25 | -54.75 | BR | 0.16 | 0 | 13.1 | 129
-2.75 | -54.75 | BR | 0.16 | 0 | 36.7 | 363
-3.25 | -54.75 | BR | 0.16 | 0 | 7.8 | 78
-3.75 | -54.75 | BR | 0.16 | 0 | 9.8 | 99
-4.25 | -54.75 | BR | 0.16 | 0 | 9.7 | 99
-7.75 | -54.75 | BR | 0.16 | 0 | 3.8 | 36
-8.25 | -54.75 | BR | 0.16 | 0 | 8.2 | 81
-8.75 | -54.75 | BR | 0.16 | 0 | 36.3 | 369
-9.25 | -54.75 | BR | 0.16 | 0 | 70.6 | 729
0.25 | -54.25 | BR | 0.16 | 0 | 0 | 0
-0.25 | -54.25 | BR | 0.16 | 0 | 0 | 0
-0.75 | -54.25 | BR | 0.16 | 0 | 0 | 0
-1.25 | -54.25 | BR | 0.16 | 0 | 10.4 | 102
-1.75 | -54.25 | BR | 0.16 | 0 | 55.2 | 549
-2.25 | -54.25 | BR | 0.16 | 0 | 22.7 | 222
-2.75 | -54.25 | BR | 0.16 | 0 | 9.3 | 90
-8.25 | -54.25 | BR | 0.16 | 0 | 0 | 0
-8.75 | -54.25 | BR | 0.16 | 0 | 0.3 | 3
-9.25 | -54.25 | BR | 0.16 | 0 | 2.5 | 24
-0.25 | -53.75 | BR | 0.16 | 0 | 0 | 0
-0.75 | -53.75 | BR | 0.16 | 0 | 0 | 0
-1.25 | -53.75 | BR | 0.16 | 0 | 19.5 | 192
-1.75 | -53.75 | BR | 0.16 | 0 | 44.8 | 441
-2.25 | -53.75 | BR | 0.16 | 0 | 22.9 | 231
-8.25 | -53.75 | BR | 0.16 | 0 | 0 | 0
-8.75 | -53.75 | BR | 0.16 | 0 | 0 | 0
-9.25 | -53.75 | BR | 0.16 | 0 | 0 | 0
-9.75 | -53.75 | BR | 0.16 | 0 | 8.3 | 81
-0.25 | -53.25 | BR | 0.16 | 0 | 0 | 0
-0.75 | -53.25 | BR | 0.16 | 0 | 0.6 | 6
-1.25 | -53.25 | BR | 0.16 | 0 | 3.7 | 36
-1.75 | -53.25 | BR | 0.16 | 0 | 31.4 | 309
-2.25 | -53.25 | BR | 0.16 | 0 | 8.1 | 81
-8.25 | -53.25 | BR | 0.16 | 0 | 0 | 0
-8.75 | -53.25 | BR | 0.16 | 0 | 0 | 0
-9.25 | -53.25 | BR | 0.16 | 0 | 0 | 0
-9.75 | -53.25 | BR | 0.16 | 0 | 8.5 | 84
-0.25 | -52.75 | BR | 0.16 | 0 | 0 | 0
-0.75 | -52.75 | BR | 0.16 | 0 | 5.4 | 51
-1.25 | -52.75 | BR | 0.16 | 0 | 6.7 | 63
-1.75 | -52.75 | BR | 0.16 | 0 | 36.2 | 357
-8.25 | -52.75 | BR | 0.16 | 0 | 0 | 0
-8.75 | -52.75 | BR | 0.16 | 0 | 0 | 0
-9.25 | -52.75 | BR | 0.16 | 0 | 0.1 | 0
-9.75 | -52.75 | BR | 0.16 | 0 | 0.3 | 0
-0.25 | -52.25 | BR | 0.16 | 0 | 3.8 | 36
-0.75 | -52.25 | BR | 0.16 | 0 | 7.3 | 72
-8.25 | -52.25 | BR | 0.16 | 0 | 2.3 | 21
-8.75 | -52.25 | BR | 0.16 | 0 | 0.5 | 3
-9.25 | -52.25 | BR | 0.16 | 0 | 6.2 | 60
-9.75 | -52.25 | BR | 0.16 | 0 | 36 | 351
-0.25 | -51.75 | BR | 0.16 | 0 | 19.1 | 192
-8.25 | -51.75 | BR | 0.16 | 0 | 5.9 | 60
-8.75 | -51.75 | BR | 0.16 | 0 | 38.1 | 387
-9.25 | -51.75 | BR | 0.16 | 0 | 86.5 | 864
-9.75 | -51.75 | BR | 0.16 | 0 | 78.1 | 780
-25.75 | -51.75 | BR | 0.16 | 0 | 77.4 | 1191
-26.25 | -51.75 | BR | 0.16 | 0 | 57.9 | 660
-8.25 | -51.25 | BR | 0.16 | 0 | 47.2 | 480
-8.75 | -51.25 | BR | 0.16 | 0 | 81.1 | 828
-9.25 | -51.25 | BR | 0.16 | 0 | 91.8 | 915
-9.75 | -51.25 | BR | 0.16 | 0 | 91.7 | 915
-10.25 | -51.25 | BR | 0.16 | 0 | 137.2 | 1356
-25.75 | -51.25 | BR | 0.16 | 0 | 35.3 | 399
-26.25 | -51.25 | BR | 0.16 | 0 | 45.8 | 516
-8.25 | -50.75 | BR | 0.16 | 0 | 108.3 | 1089
-8.75 | -50.75 | BR | 0.16 | 0 | 122.9 | 1233
-9.25 | -50.75 | BR | 0.16 | 0 | 114.5 | 1131
-9.75 | -50.75 | BR | 0.16 | 0 | 86.5 | 861
-10.25 | -50.75 | BR | 0.16 | 0 | 103.6 | 1029
-25.25 | -50.75 | BR | 0.16 | 0 | 104.6 | 1455
-25.75 | -50.75 | BR | 0.16 | 0 | 94.1 | 1215
-26.25 | -50.75 | BR | 0.16 | 0 | 81.8 | 1116
-26.75 | -50.75 | BR | 0.16 | 0 | 48.8 | 588
-8.25 | -50.25 | BR | 0.16 | 0 | 139.5 | 1401
-8.75 | -50.25 | BR | 0.16 | 0 | 120.7 | 1212
-9.25 | -50.25 | BR | 0.16 | 0 | 131 | 1296
-9.75 | -50.25 | BR | 0.16 | 0 | 68.5 | 672
-10.25 | -50.25 | BR | 0.16 | 0 | 145.2 | 1425
-25.25 | -50.25 | BR | 0.16 | 0 | 92.3 | 1470
-25.75 | -50.25 | BR | 0.16 | 0 | 111.9 | 1368
-26.25 | -50.25 | BR | 0.16 | 0 | 95.1 | 1245
-26.75 | -50.25 | BR | 0.16 | 0 | 45 | 543
-27.25 | -50.25 | BR | 0.16 | 0 | 48.9 | 567
-8.75 | -49.75 | BR | 0.16 | 0 | 143.3 | 1416
-9.25 | -49.75 | BR | 0.16 | 0 | 141 | 1395
-9.75 | -49.75 | BR | 0.16 | 0 | 145.3 | 1437
-10.25 | -49.75 | BR | 0.16 | 0 | 158.2 | 1560
-25.25 | -49.75 | BR | 0.16 | 0 | 60.6 | 777
-25.75 | -49.75 | BR | 0.16 | 0 | 114.7 | 1452
-26.25 | -49.75 | BR | 0.16 | 0 | 82.5 | 1074
-26.75 | -49.75 | BR | 0.16 | 0 | 27.1 | 336
-27.25 | -49.75 | BR | 0.16 | 0 | 67.9 | 891
-8.75 | -49.25 | BR | 0.16 | 0 | 152.8 | 1512
-9.25 | -49.25 | BR | 0.16 | 0 | 157.7 | 1545
-9.75 | -49.25 | BR | 0.16 | 0 | 156.4 | 1533
-24.75 | -49.25 | BR | 0.16 | 0 | 42.7 | 483
-25.25 | -49.25 | BR | 0.16 | 0 | 50.2 | 600
-25.75 | -49.25 | BR | 0.16 | 0 | 87.2 | 1062
-26.25 | -49.25 | BR | 0.16 | 0 | 40.6 | 507
-26.75 | -49.25 | BR | 0.16 | 0 | 23.9 | 303
-27.25 | -49.25 | BR | 0.16 | 0 | 23.1 | 300
-8.25 | -48.75 | BR | 0.16 | 0 | 143.3 | 1428
-8.75 | -48.75 | BR | 0.16 | 0 | 152.6 | 1521
-9.25 | -48.75 | BR | 0.16 | 0 | 156 | 1533
-9.75 | -48.75 | BR | 0.16 | 0 | 156.2 | 1533
-25.25 | -48.75 | BR | 0.16 | 0 | 4.8 | 60
-8.25 | -48.25 | BR | 0.16 | 0 | 167.8 | 1674
-8.75 | -48.25 | BR | 0.16 | 0 | 154.6 | 1545
-9.25 | -48.25 | BR | 0.16 | 0 | 158.3 | 1587
-8.25 | -47.75 | BR | 0.16 | 0 | 172.5 | 1698
-8.75 | -47.75 | BR | 0.16 | 0 | 170.4 | 1677
-9.25 | -47.75 | BR | 0.16 | 0 | 170.2 | 1641
-8.25 | -47.25 | BR | 0.16 | 0 | 175.6 | 1728
-8.75 | -47.25 | BR | 0.16 | 0 | 174.4 | 1716
-7.75 | -46.75 | BR | 0.16 | 0 | 171.7 | 1701
-22.25 | -45.75 | BR | 0.16 | 0 | 150 | 1626
-22.75 | -45.75 | BR | 0.16 | 0 | 89.8 | 960
-23.25 | -45.75 | BR | 0.16 | 0 | 80.2 | 921
-21.75 | -45.25 | BR | 0.16 | 0 | 156.6 | 1614
-22.25 | -45.25 | BR | 0.16 | 0 | 124.3 | 1323
-22.75 | -45.25 | BR | 0.16 | 0 | 92.6 | 993
-23.25 | -45.25 | BR | 0.16 | 0 | 64.8 | 744
-21.75 | -44.75 | BR | 0.16 | 0 | 150.9 | 1557
-22.25 | -44.75 | BR | 0.16 | 0 | 78.3 | 858
-22.75 | -44.75 | BR | 0.16 | 0 | 77.7 | 849
-23.25 | -44.75 | BR | 0.16 | 0 | 20.8 | 228
-6.75 | -44.25 | BR | 0.16 | 0 | 170.9 | 1674
-22.25 | -44.25 | BR | 0.16 | 0 | 115.4 | 1263
-22.75 | -44.25 | BR | 0.16 | 0 | 67 | 732
-4.25 | -43.75 | BR | 0.16 | 0 | 152.3 | 1425
-5.75 | -43.75 | BR | 0.16 | 0 | 165.7 | 1575
-6.25 | -43.75 | BR | 0.16 | 0 | 178.7 | 1695
-22.75 | -43.75 | BR | 0.16 | 0 | 60.2 | 675
-4.25 | -43.25 | BR | 0.16 | 0 | 156.7 | 1470
-4.75 | -43.25 | BR | 0.16 | 0 | 157 | 1470
-5.25 | -43.25 | BR | 0.16 | 0 | 165.9 | 1575
-5.75 | -43.25 | BR | 0.16 | 0 | 176.1 | 1671
-19.25 | -42.25 | BR | 0.16 | 0 | 153 | 1647
-13.75 | -41.75 | BR | 0.16 | 0 | 182.9 | 1689
-18.75 | -41.75 | BR | 0.16 | 0 | 163.9 | 1761
-19.25 | -41.75 | BR | 0.16 | 0 | 164.5 | 1776
-19.75 | -41.75 | BR | 0.16 | 0 | 163.1 | 1758
-12.75 | -41.25 | BR | 0.16 | 0 | 180.8 | 1686
-13.25 | -41.25 | BR | 0.16 | 0 | 182.4 | 1689
-13.75 | -41.25 | BR | 0.16 | 0 | 189 | 1746
-18.75 | -41.25 | BR | 0.16 | 0 | 165.9 | 1782
-19.25 | -41.25 | BR | 0.16 | 0 | 161.9 | 1749
-19.75 | -41.25 | BR | 0.16 | 0 | 162.3 | 1752
-12.75 | -40.75 | BR | 0.16 | 0 | 175.7 | 1794
-13.25 | -40.75 | BR | 0.16 | 0 | 180.6 | 1812
-13.75 | -40.75 | BR | 0.16 | 0 | 177.7 | 1785
-19.25 | -40.75 | BR | 0.16 | 0 | 160 | 1743
-13.25 | -40.25 | BR | 0.16 | 0 | 181.1 | 1818
-13.75 | -40.25 | BR | 0.16 | 0 | 177.5 | 1782
-14.25 | -40.25 | BR | 0.16 | 0 | 177.6 | 1749
4.25 | -64.75 | BR | 0.15 | 0 | 0 | 0
-6.75 | -55.25 | BR | 0.15 | 0 | 20.9 | 219
-4.75 | -54.75 | BR | 0.15 | 0 | 0 | 0
-5.25 | -54.75 | BR | 0.15 | 0 | 0 | 0
-5.75 | -54.75 | BR | 0.15 | 0 | 0 | 0
-6.25 | -54.75 | BR | 0.15 | 0 | 1 | 9
-6.75 | -54.75 | BR | 0.15 | 0 | 2.7 | 27
-7.25 | -54.75 | BR | 0.15 | 0 | 0.9 | 9
-3.25 | -54.25 | BR | 0.15 | 0 | 1.1 | 9
-3.75 | -54.25 | BR | 0.15 | 0 | 12.9 | 132
-4.25 | -54.25 | BR | 0.15 | 0 | 2.9 | 30
-4.75 | -54.25 | BR | 0.15 | 0 | 0 | 0
-5.25 | -54.25 | BR | 0.15 | 0 | 0.1 | 0
-5.75 | -54.25 | BR | 0.15 | 0 | 0 | 0
-6.25 | -54.25 | BR | 0.15 | 0 | 0.4 | 3
-6.75 | -54.25 | BR | 0.15 | 0 | 0 | 0
-7.25 | -54.25 | BR | 0.15 | 0 | 0 | 0
-7.75 | -54.25 | BR | 0.15 | 0 | 0 | 0
-2.75 | -53.75 | BR | 0.15 | 0 | 0.3 | 3
-3.25 | -53.75 | BR | 0.15 | 0 | 3.3 | 33
-3.75 | -53.75 | BR | 0.15 | 0 | 23.6 | 246
-4.25 | -53.75 | BR | 0.15 | 0 | 4.7 | 48
-4.75 | -53.75 | BR | 0.15 | 0 | 0 | 0
-5.25 | -53.75 | BR | 0.15 | 0 | 0 | 0
-5.75 | -53.75 | BR | 0.15 | 0 | 2.5 | 24
-6.25 | -53.75 | BR | 0.15 | 0 | 5.3 | 54
-6.75 | -53.75 | BR | 0.15 | 0 | 1.6 | 15
-7.25 | -53.75 | BR | 0.15 | 0 | 0 | 0
-7.75 | -53.75 | BR | 0.15 | 0 | 0 | 0
-2.75 | -53.25 | BR | 0.15 | 0 | 0.8 | 6
-3.25 | -53.25 | BR | 0.15 | 0 | 13.8 | 141
-3.75 | -53.25 | BR | 0.15 | 0 | 6.7 | 69
-4.25 | -53.25 | BR | 0.15 | 0 | 0.4 | 3
-4.75 | -53.25 | BR | 0.15 | 0 | 0 | 0
-5.25 | -53.25 | BR | 0.15 | 0 | 0 | 0
-5.75 | -53.25 | BR | 0.15 | 0 | 2.7 | 27
-6.25 | -53.25 | BR | 0.15 | 0 | 9.8 | 99
-6.75 | -53.25 | BR | 0.15 | 0 | 2.1 | 21
-7.25 | -53.25 | BR | 0.15 | 0 | 0.4 | 3
-7.75 | -53.25 | BR | 0.15 | 0 | 0 | 0
-2.25 | -52.75 | BR | 0.15 | 0 | 4.1 | 42
-2.75 | -52.75 | BR | 0.15 | 0 | 13.4 | 138
-3.25 | -52.75 | BR | 0.15 | 0 | 41.8 | 438
-3.75 | -52.75 | BR | 0.15 | 0 | 11.3 | 117
-4.25 | -52.75 | BR | 0.15 | 0 | 0.1 | 0
-4.75 | -52.75 | BR | 0.15 | 0 | 0 | 0
-5.25 | -52.75 | BR | 0.15 | 0 | 0.3 | 3
-5.75 | -52.75 | BR | 0.15 | 0 | 1.9 | 18
-6.25 | -52.75 | BR | 0.15 | 0 | 16.4 | 168
-6.75 | -52.75 | BR | 0.15 | 0 | 10.1 | 105
-7.25 | -52.75 | BR | 0.15 | 0 | 2.8 | 27
-7.75 | -52.75 | BR | 0.15 | 0 | 0 | 0
-1.25 | -52.25 | BR | 0.15 | 0 | 18.4 | 180
-1.75 | -52.25 | BR | 0.15 | 0 | 21.5 | 210
-2.25 | -52.25 | BR | 0.15 | 0 | 2.9 | 30
-2.75 | -52.25 | BR | 0.15 | 0 | 23.2 | 237
-3.25 | -52.25 | BR | 0.15 | 0 | 49.3 | 519
-5.75 | -52.25 | BR | 0.15 | 0 | 5.8 | 60
-6.25 | -52.25 | BR | 0.15 | 0 | 76 | 786
-6.75 | -52.25 | BR | 0.15 | 0 | 34.7 | 357
-7.25 | -52.25 | BR | 0.15 | 0 | 7.6 | 75
-7.75 | -52.25 | BR | 0.15 | 0 | 0 | 0
-0.75 | -51.75 | BR | 0.15 | 0 | 11.2 | 111
-1.25 | -51.75 | BR | 0.15 | 0 | 8 | 78
-1.75 | -51.75 | BR | 0.15 | 0 | 3.2 | 30
-2.25 | -51.75 | BR | 0.15 | 0 | 3.7 | 36
-2.75 | -51.75 | BR | 0.15 | 0 | 27 | 273
-6.25 | -51.75 | BR | 0.15 | 0 | 79.3 | 816
-6.75 | -51.75 | BR | 0.15 | 0 | 101.4 | 1047
-7.25 | -51.75 | BR | 0.15 | 0 | 2.2 | 21
-7.75 | -51.75 | BR | 0.15 | 0 | 7.1 | 72
-0.25 | -51.25 | BR | 0.15 | 0 | 19.2 | 192
-0.75 | -51.25 | BR | 0.15 | 0 | 0 | 0
-1.25 | -51.25 | BR | 0.15 | 0 | 0.2 | 0
-1.75 | -51.25 | BR | 0.15 | 0 | 0.3 | 3
-2.25 | -51.25 | BR | 0.15 | 0 | 0.1 | 0
-6.25 | -51.25 | BR | 0.15 | 0 | 68.8 | 708
-6.75 | -51.25 | BR | 0.15 | 0 | 109.2 | 1125
-7.25 | -51.25 | BR | 0.15 | 0 | 2.8 | 27
-7.75 | -51.25 | BR | 0.15 | 0 | 2 | 18
-0.75 | -50.75 | BR | 0.15 | 0 | 0 | 0
-1.25 | -50.75 | BR | 0.15 | 0 | 0 | 0
-1.75 | -50.75 | BR | 0.15 | 0 | 3.7 | 36
-2.25 | -50.75 | BR | 0.15 | 0 | 5.7 | 57
-6.75 | -50.75 | BR | 0.15 | 0 | 56.1 | 582
-7.25 | -50.75 | BR | 0.15 | 0 | 78.7 | 810
-7.75 | -50.75 | BR | 0.15 | 0 | 87.5 | 903
-0.75 | -50.25 | BR | 0.15 | 0 | 0 | 0
-1.25 | -50.25 | BR | 0.15 | 0 | 0 | 0
-1.75 | -50.25 | BR | 0.15 | 0 | 0.4 | 3
-6.75 | -50.25 | BR | 0.15 | 0 | 124.1 | 1284
-7.25 | -50.25 | BR | 0.15 | 0 | 126.8 | 1308
-7.75 | -50.25 | BR | 0.15 | 0 | 103.8 | 1071
-1.25 | -49.75 | BR | 0.15 | 0 | 0 | 0
-1.75 | -49.75 | BR | 0.15 | 0 | 1.4 | 12
-6.75 | -49.75 | BR | 0.15 | 0 | 133.6 | 1368
-7.25 | -49.75 | BR | 0.15 | 0 | 135.6 | 1368
-7.75 | -49.75 | BR | 0.15 | 0 | 148.5 | 1497
-8.25 | -49.75 | BR | 0.15 | 0 | 155.1 | 1539
-6.75 | -49.25 | BR | 0.15 | 0 | 104.7 | 1071
-7.25 | -49.25 | BR | 0.15 | 0 | 104.7 | 1053
-7.75 | -49.25 | BR | 0.15 | 0 | 126.8 | 1278
-8.25 | -49.25 | BR | 0.15 | 0 | 137.9 | 1368
-7.25 | -48.75 | BR | 0.15 | 0 | 116.3 | 1173
-7.75 | -48.75 | BR | 0.15 | 0 | 129.8 | 1311
-6.75 | -48.25 | BR | 0.15 | 0 | 127.8 | 1296
-7.25 | -48.25 | BR | 0.15 | 0 | 147.6 | 1491
-7.75 | -48.25 | BR | 0.15 | 0 | 160.5 | 1620
-2.25 | -47.75 | BR | 0.15 | 0 | 135.2 | 1332
-6.75 | -47.75 | BR | 0.15 | 0 | 157.9 | 1584
-7.25 | -47.75 | BR | 0.15 | 0 | 155.7 | 1545
-7.75 | -47.75 | BR | 0.15 | 0 | 171.3 | 1701
-2.25 | -47.25 | BR | 0.15 | 0 | 142.9 | 1410
-6.75 | -47.25 | BR | 0.15 | 0 | 167.9 | 1686
-7.25 | -47.25 | BR | 0.15 | 0 | 171.2 | 1698
-7.75 | -47.25 | BR | 0.15 | 0 | 172.2 | 1722
-2.25 | -46.75 | BR | 0.15 | 0 | 87.7 | 885
-2.75 | -46.75 | BR | 0.15 | 0 | 38.8 | 390
-6.75 | -46.75 | BR | 0.15 | 0 | 175.2 | 1731
-7.25 | -46.75 | BR | 0.15 | 0 | 174.5 | 1713
-2.25 | -46.25 | BR | 0.15 | 0 | 128.7 | 1299
-2.75 | -46.25 | BR | 0.15 | 0 | 8.2 | 81
-6.75 | -46.25 | BR | 0.15 | 0 | 175.7 | 1737
-7.25 | -46.25 | BR | 0.15 | 0 | 170.8 | 1725
-2.75 | -45.75 | BR | 0.15 | 0 | 134.7 | 1407
-3.25 | -45.75 | BR | 0.15 | 0 | 145 | 1467
-6.75 | -45.75 | BR | 0.15 | 0 | 175.4 | 1740
-7.25 | -45.75 | BR | 0.15 | 0 | 176.9 | 1737
-3.25 | -45.25 | BR | 0.15 | 0 | 143 | 1446
-3.75 | -45.25 | BR | 0.15 | 0 | 151.4 | 1530
-6.75 | -45.25 | BR | 0.15 | 0 | 171.9 | 1743
-3.75 | -44.75 | BR | 0.15 | 0 | 147.8 | 1467
-4.25 | -44.75 | BR | 0.15 | 0 | 160.6 | 1566
-6.25 | -44.75 | BR | 0.15 | 0 | 177.9 | 1731
-6.75 | -44.75 | BR | 0.15 | 0 | 175 | 1740
-3.75 | -44.25 | BR | 0.15 | 0 | 145.1 | 1440
-4.25 | -44.25 | BR | 0.15 | 0 | 150.1 | 1464
-4.75 | -44.25 | BR | 0.15 | 0 | 148.6 | 1449
-5.25 | -44.25 | BR | 0.15 | 0 | 159.9 | 1557
-5.75 | -44.25 | BR | 0.15 | 0 | 172.3 | 1680
-6.25 | -44.25 | BR | 0.15 | 0 | 176.9 | 1725
-4.75 | -43.75 | BR | 0.15 | 0 | 160.3 | 1500
-5.25 | -43.75 | BR | 0.15 | 0 | 156.7 | 1488
-49.75 | -73.25 | AR | 0.14 | 0 | 1013.9 | 363
-49.25 | -72.75 | AR | 0.14 | 0 | 995.1 | 729
-49.75 | -72.75 | AR | 0.14 | 0 | 974.2 | 774
-50.25 | -72.75 | AR | 0.14 | 0 | 951.7 | 714
-47.75 | -72.25 | AR | 0.14 | 0 | 943.4 | 723
-48.25 | -72.25 | AR | 0.14 | 0 | 943.3 | 642
-48.75 | -72.25 | AR | 0.14 | 0 | 932.5 | 999
-49.25 | -72.25 | AR | 0.14 | 0 | 926.1 | 1017
-49.75 | -72.25 | AR | 0.14 | 0 | 904.4 | 732
-50.25 | -72.25 | AR | 0.14 | 0 | 880.8 | 804
-46.75 | -71.75 | AR | 0.14 | 0 | 809.8 | 1059
-47.25 | -71.75 | AR | 0.14 | 0 | 803.6 | 747
-47.75 | -71.75 | AR | 0.14 | 0 | 801.2 | 1122
-48.75 | -71.75 | AR | 0.14 | 0 | 786.8 | 1029
-49.25 | -71.75 | AR | 0.14 | 0 | 782.6 | 741
-43.25 | -71.25 | AR | 0.14 | 0 | 649.9 | 846
-43.75 | -71.25 | AR | 0.14 | 0 | 637.4 | 840
-3.75 | -52.25 | BR | 0.14 | 0 | 25.4 | 267
-4.25 | -52.25 | BR | 0.14 | 0 | 0 | 0
-4.75 | -52.25 | BR | 0.14 | 0 | 0 | 0
-5.25 | -52.25 | BR | 0.14 | 0 | 0 | 0
-3.25 | -51.75 | BR | 0.14 | 0 | 40.3 | 420
-3.75 | -51.75 | BR | 0.14 | 0 | 7.9 | 81
-4.25 | -51.75 | BR | 0.14 | 0 | 0 | 0
-4.75 | -51.75 | BR | 0.14 | 0 | 0 | 0
-5.25 | -51.75 | BR | 0.14 | 0 | 0.3 | 3
-5.75 | -51.75 | BR | 0.14 | 0 | 28.6 | 297
-2.75 | -51.25 | BR | 0.14 | 0 | 0.5 | 3
-3.25 | -51.25 | BR | 0.14 | 0 | 40.5 | 423
-3.75 | -51.25 | BR | 0.14 | 0 | 42 | 438
-4.25 | -51.25 | BR | 0.14 | 0 | 1.1 | 9
-4.75 | -51.25 | BR | 0.14 | 0 | 0.2 | 0
-5.25 | -51.25 | BR | 0.14 | 0 | 6.8 | 69
-5.75 | -51.25 | BR | 0.14 | 0 | 54.1 | 564
-2.75 | -50.75 | BR | 0.14 | 0 | 1.1 | 9
-3.25 | -50.75 | BR | 0.14 | 0 | 21.5 | 219
-3.75 | -50.75 | BR | 0.14 | 0 | 76.7 | 789
-4.25 | -50.75 | BR | 0.14 | 0 | 56.9 | 594
-4.75 | -50.75 | BR | 0.14 | 0 | 76.7 | 804
-5.25 | -50.75 | BR | 0.14 | 0 | 79.2 | 831
-5.75 | -50.75 | BR | 0.14 | 0 | 5.5 | 57
-6.25 | -50.75 | BR | 0.14 | 0 | 0.1 | 0
-2.25 | -50.25 | BR | 0.14 | 0 | 0.1 | 0
-2.75 | -50.25 | BR | 0.14 | 0 | 1.5 | 12
-3.25 | -50.25 | BR | 0.14 | 0 | 4.8 | 48
-3.75 | -50.25 | BR | 0.14 | 0 | 53 | 546
-4.25 | -50.25 | BR | 0.14 | 0 | 92.2 | 966
-4.75 | -50.25 | BR | 0.14 | 0 | 33.6 | 351
-5.25 | -50.25 | BR | 0.14 | 0 | 89.8 | 942
-5.75 | -50.25 | BR | 0.14 | 0 | 59.2 | 621
-6.25 | -50.25 | BR | 0.14 | 0 | 14.3 | 144
-2.25 | -49.75 | BR | 0.14 | 0 | 44 | 438
-2.75 | -49.75 | BR | 0.14 | 0 | 20.3 | 201
-3.25 | -49.75 | BR | 0.14 | 0 | 29.3 | 294
-3.75 | -49.75 | BR | 0.14 | 0 | 64.9 | 654
-5.25 | -49.75 | BR | 0.14 | 0 | 112.4 | 1167
-5.75 | -49.75 | BR | 0.14 | 0 | 98.7 | 1026
-6.25 | -49.75 | BR | 0.14 | 0 | 110.2 | 1128
-1.75 | -49.25 | BR | 0.14 | 0 | 1.6 | 15
-2.25 | -49.25 | BR | 0.14 | 0 | 39.7 | 396
-2.75 | -49.25 | BR | 0.14 | 0 | 67.1 | 669
-3.25 | -49.25 | BR | 0.14 | 0 | 51.6 | 522
-5.25 | -49.25 | BR | 0.14 | 0 | 118.3 | 1227
-5.75 | -49.25 | BR | 0.14 | 0 | 116.3 | 1209
-6.25 | -49.25 | BR | 0.14 | 0 | 125 | 1281
-2.25 | -48.75 | BR | 0.14 | 0 | 49.4 | 486
-2.75 | -48.75 | BR | 0.14 | 0 | 56.9 | 561
-3.25 | -48.75 | BR | 0.14 | 0 | 49.9 | 498
-5.75 | -48.75 | BR | 0.14 | 0 | 111.8 | 1134
-6.25 | -48.75 | BR | 0.14 | 0 | 126.5 | 1281
-6.75 | -48.75 | BR | 0.14 | 0 | 117.1 | 1188
-2.25 | -48.25 | BR | 0.14 | 0 | 71.8 | 708
-2.75 | -48.25 | BR | 0.14 | 0 | 55.6 | 549
-3.25 | -48.25 | BR | 0.14 | 0 | 18 | 180
-3.75 | -48.25 | BR | 0.14 | 0 | 25.8 | 258
-5.75 | -48.25 | BR | 0.14 | 0 | 124.5 | 1260
-6.25 | -48.25 | BR | 0.14 | 0 | 126.9 | 1287
-2.75 | -47.75 | BR | 0.14 | 0 | 81.1 | 801
-3.25 | -47.75 | BR | 0.14 | 0 | 57.3 | 576
-3.75 | -47.75 | BR | 0.14 | 0 | 80.2 | 807
-4.25 | -47.75 | BR | 0.14 | 0 | 118.9 | 1218
-5.25 | -47.75 | BR | 0.14 | 0 | 145.3 | 1455
-5.75 | -47.75 | BR | 0.14 | 0 | 155.6 | 1557
-6.25 | -47.75 | BR | 0.14 | 0 | 152.8 | 1536
-2.75 | -47.25 | BR | 0.14 | 0 | 94.7 | 936
-3.25 | -47.25 | BR | 0.14 | 0 | 94.5 | 957
-3.75 | -47.25 | BR | 0.14 | 0 | 82.7 | 840
-4.25 | -47.25 | BR | 0.14 | 0 | 115.8 | 1182
-4.75 | -47.25 | BR | 0.14 | 0 | 144.4 | 1473
-5.25 | -47.25 | BR | 0.14 | 0 | 159 | 1590
-5.75 | -47.25 | BR | 0.14 | 0 | 166.2 | 1662
-6.25 | -47.25 | BR | 0.14 | 0 | 160.5 | 1614
-3.25 | -46.75 | BR | 0.14 | 0 | 42.2 | 426
-3.75 | -46.75 | BR | 0.14 | 0 | 15.4 | 156
-4.25 | -46.75 | BR | 0.14 | 0 | 111 | 1128
-4.75 | -46.75 | BR | 0.14 | 0 | 114.1 | 1161
-5.25 | -46.75 | BR | 0.14 | 0 | 104.3 | 1035
-5.75 | -46.75 | BR | 0.14 | 0 | 166.1 | 1647
-6.25 | -46.75 | BR | 0.14 | 0 | 174.2 | 1722
-3.25 | -46.25 | BR | 0.14 | 0 | 78 | 789
-3.75 | -46.25 | BR | 0.14 | 0 | 68.3 | 690
-4.25 | -46.25 | BR | 0.14 | 0 | 143.5 | 1461
-4.75 | -46.25 | BR | 0.14 | 0 | 73.9 | 753
-5.25 | -46.25 | BR | 0.14 | 0 | 67.5 | 669
-5.75 | -46.25 | BR | 0.14 | 0 | 168.1 | 1668
-6.25 | -46.25 | BR | 0.14 | 0 | 170.6 | 1686
-3.75 | -45.75 | BR | 0.14 | 0 | 154.7 | 1566
-4.25 | -45.75 | BR | 0.14 | 0 | 151.7 | 1527
-4.75 | -45.75 | BR | 0.14 | 0 | 135.6 | 1365
-5.25 | -45.75 | BR | 0.14 | 0 | 144.7 | 1434
-5.75 | -45.75 | BR | 0.14 | 0 | 130.9 | 1296
-6.25 | -45.75 | BR | 0.14 | 0 | 163.7 | 1617
-4.25 | -45.25 | BR | 0.14 | 0 | 156.6 | 1575
-4.75 | -45.25 | BR | 0.14 | 0 | 160.2 | 1611
-5.25 | -45.25 | BR | 0.14 | 0 | 173.9 | 1722
-5.75 | -45.25 | BR | 0.14 | 0 | 154.4 | 1527
-6.25 | -45.25 | BR | 0.14 | 0 | 172.3 | 1701
-4.75 | -44.75 | BR | 0.14 | 0 | 158.9 | 1548
-5.25 | -44.75 | BR | 0.14 | 0 | 163.7 | 1593
-5.75 | -44.75 | BR | 0.14 | 0 | 176.1 | 1716
-47.25 | -73.25 | CL | 0.14 | 0 | 89.7 | 519
-47.25 | -72.75 | CL | 0.14 | 0 | 42.6 | 525
-47.75 | -72.75 | CL | 0.14 | 0 | 39.4 | 342
-48.25 | -72.75 | CL | 0.14 | 0 | 31.3 | 390
-47.25 | -72.25 | CL | 0.14 | 0 | 58.1 | 594
-50.25 | -73.25 | AR | 0.13 | 0 | 1008.8 | 264
-43.75 | -71.75 | AR | 0.13 | 0 | 826 | 489
-45.75 | -71.75 | AR | 0.13 | 0 | 812.2 | 915
-4.25 | -49.75 | BR | 0.13 | 0 | 47.7 | 492
-4.75 | -49.75 | BR | 0.13 | 0 | 70.5 | 726
-3.75 | -49.25 | BR | 0.13 | 0 | 120.5 | 1218
-4.25 | -49.25 | BR | 0.13 | 0 | 120.5 | 1242
-4.75 | -49.25 | BR | 0.13 | 0 | 111.1 | 1143
-3.75 | -48.75 | BR | 0.13 | 0 | 31 | 309
-4.25 | -48.75 | BR | 0.13 | 0 | 70.8 | 723
-4.75 | -48.75 | BR | 0.13 | 0 | 104.9 | 1074
-5.25 | -48.75 | BR | 0.13 | 0 | 107.4 | 1089
-4.25 | -48.25 | BR | 0.13 | 0 | 64.7 | 660
-4.75 | -48.25 | BR | 0.13 | 0 | 115.4 | 1182
-5.25 | -48.25 | BR | 0.13 | 0 | 133.4 | 1356
-4.75 | -47.75 | BR | 0.13 | 0 | 128.5 | 1317
-48.75 | -73.75 | CL | 0.13 | 0 | 24.3 | 180
-49.25 | -73.75 | CL | 0.13 | 0 | 27.6 | 192
-49.75 | -73.75 | CL | 0.13 | 0 | 28.5 | 186
-46.75 | -73.25 | CL | 0.13 | 0 | 63.1 | 339
-47.75 | -73.25 | CL | 0.13 | 0 | 35.9 | 333
-48.25 | -73.25 | CL | 0.13 | 0 | 32.8 | 375
-48.75 | -73.25 | CL | 0.13 | 0 | 47 | 264
-49.25 | -73.25 | CL | 0.13 | 0 | 47.6 | 219
-50.75 | -73.25 | CL | 0.13 | 0 | 53.4 | 366
-46.75 | -72.75 | CL | 0.13 | 0 | 32.6 | 333
-48.75 | -72.75 | CL | 0.13 | 0 | 41.3 | 357
-50.75 | -72.75 | CL | 0.13 | 0 | 50.1 | 657
-46.25 | -72.25 | CL | 0.13 | 0 | 109.8 | 741
-46.75 | -72.25 | CL | 0.13 | 0 | 101.8 | 684
-46.25 | -71.75 | CL | 0.13 | 0 | 100.6 | 744
-44.25 | -71.75 | AR | 0.12 | 0 | 824.2 | 579
-46.25 | -73.25 | CL | 0.12 | 0 | 25.4 | 240
-45.75 | -72.75 | CL | 0.12 | 0 | 45.1 | 324
-46.25 | -72.75 | CL | 0.12 | 0 | 84.1 | 552
-43.75 | -72.25 | CL | 0.12 | 0 | 46.4 | 312
-45.75 | -72.25 | CL | 0.12 | 0 | 45.5 | 564
-44.75 | -71.75 | CL | 0.12 | 0 | 45.3 | 522
-45.25 | -71.75 | CL | 0.12 | 0 | 61.1 | 759
-45.75 | -73.25 | CL | 0.11 | 0 | 6.3 | 66
-45.25 | -72.75 | CL | 0.11 | 0 | 13.3 | 192
-44.25 | -72.25 | CL | 0.11 | 0 | 34.4 | 315
-44.75 | -72.25 | CL | 0.11 | 0 | 28.7 | 297
-45.25 | -72.25 | CL | 0.11 | 0 | 23.1 | 366
-44.25 | -72.75 | CL | 0.1 | 0 | 4.9 | 63

## Figure 2
Figure 2a |  |  | Figure 2b |  |  |  | Figure 2c
scs_id | coord | cost_prem | scs_id_x | emis_policy | variable | value | scs_id | variable | value
prm15_wcost_re19_c2p1_co2_cut90p_t1 | Limited Coordination | 0.16677 | prm15_wcost_re9_c2p1_t1 | Reference | tot_diff | -6.0064 | prm15_wcost_re19_c2p1_co2_cut90p_t1 | tx_diff | 6.1403
prm15_wcost_re1_c2p1_co2_cut90p_t1 | Limited Coordination | 0.07498 | prm15_wcost_re17_c2p1_t1 | Reference | tot_diff | -8.9262 | prm15_wcost_re1_c2p1_co2_cut90p_t1 | tx_diff | 3.6062
prm15_wcost_re20_c2p1_co2_cut90p_t1 | Limited Coordination | 0.089572 | prm15_wcost_re18_c2p1_t1 | Reference | tot_diff | -9.1147 | prm15_wcost_re20_c2p1_co2_cut90p_t1 | tx_diff | 4.1185
prm15_wcost_re2_c2p1_co2_cut90p_t1 | Limited Coordination | 0.11025 | prm15_wcost_re19_c2p1_t1 | Reference | tot_diff | -9.2435 | prm15_wcost_re2_c2p1_co2_cut90p_t1 | tx_diff | 5.2936
prm15_wcost_re3_c2p1_co2_cut90p_t1 | Limited Coordination | 0.14665 | prm15_wcost_re1_c2p1_t1 | Reference | tot_diff | -8.1604 | prm15_wcost_re3_c2p1_co2_cut90p_t1 | tx_diff | 6.1805
prm15_wcost_re18_c2p1_co2_cut90p_t1 | Limited Coordination | 0.1652 | prm15_wcost_re20_c2p1_t1 | Reference | tot_diff | -8.7491 | prm15_wcost_re18_c2p1_co2_cut90p_t1 | tx_diff | 6.4028
prm15_wcost_re5_c2p1_co2_cut90p_t1 | Limited Coordination | 0.1027 | prm15_wcost_re2_c2p1_t1 | Reference | tot_diff | -6.1853 | prm15_wcost_re5_c2p1_co2_cut90p_t1 | tx_diff | 4.6328
prm15_wcost_re6_c2p1_co2_cut90p_t1 | Limited Coordination | 0.082928 | prm15_wcost_re3_c2p1_t1 | Reference | tot_diff | -6.0686 | prm15_wcost_re6_c2p1_co2_cut90p_t1 | tx_diff | 4.0817
prm15_wcost_re7_c2p1_co2_cut90p_t1 | Limited Coordination | 0.098614 | prm15_wcost_re4_c2p1_t1 | Reference | tot_diff | -6.0659 | prm15_wcost_re7_c2p1_co2_cut90p_t1 | tx_diff | 4.2358
prm15_wcost_re8_c2p1_co2_cut90p_t1 | Limited Coordination | 0.13626 | prm15_wcost_re5_c2p1_t1 | Reference | tot_diff | -6.2914 | prm15_wcost_re8_c2p1_co2_cut90p_t1 | tx_diff | 6.0962
prm15_wcost_re9_c2p1_co2_cut90p_t1 | Limited Coordination | 0.13714 | prm15_wcost_re6_c2p1_t1 | Reference | tot_diff | -6.5628 | prm15_wcost_re9_c2p1_co2_cut90p_t1 | tx_diff | 5.952
prm15_wcost_re4_c2p1_co2_cut90p_t1 | Limited Coordination | 0.11998 | prm15_wcost_re7_c2p1_t1 | Reference | tot_diff | -6.3766 | prm15_wcost_re4_c2p1_co2_cut90p_t1 | tx_diff | 5.8783
prm15_wcost_re17_c2p1_co2_cut90p_t1 | Limited Coordination | 0.12157 | prm15_wcost_re8_c2p1_t1 | Reference | tot_diff | -6.0077 | prm15_wcost_re17_c2p1_co2_cut90p_t1 | tx_diff | 5.4507
prm15_wcost_re16_c2p1_co2_cut90p_t1 | Limited Coordination | 0.10375 | prm15_wcost_re10_c2p1_t1 | Reference | tot_diff | -6.8914 | prm15_wcost_re16_c2p1_co2_cut90p_t1 | tx_diff | 4.9142
prm15_wcost_re10_c2p1_co2_cut90p_t1 | Limited Coordination | 0.070994 | prm15_wcost_re16_c2p1_t1 | Reference | tot_diff | -8.9183 | prm15_wcost_re10_c2p1_co2_cut90p_t1 | tx_diff | 3.5039
prm15_wcost_re11_c2p1_co2_cut90p_t1 | Limited Coordination | 0.09426 | prm15_wcost_re11_c2p1_t1 | Reference | tot_diff | -8.8086 | prm15_wcost_re11_c2p1_co2_cut90p_t1 | tx_diff | 4.614
prm15_wcost_re12_c2p1_co2_cut90p_t1 | Limited Coordination | 0.1344 | prm15_wcost_re12_c2p1_t1 | Reference | tot_diff | -8.9984 | prm15_wcost_re12_c2p1_co2_cut90p_t1 | tx_diff | 6.3178
prm15_wcost_re13_c2p1_co2_cut90p_t1 | Limited Coordination | 0.17897 | prm15_wcost_re13_c2p1_t1 | Reference | tot_diff | -9.2678 | prm15_wcost_re13_c2p1_co2_cut90p_t1 | tx_diff | 6.967
prm15_wcost_re14_c2p1_co2_cut90p_t1 | Limited Coordination | 0.1456 | prm15_wcost_re14_c2p1_t1 | Reference | tot_diff | -9.066 | prm15_wcost_re14_c2p1_co2_cut90p_t1 | tx_diff | 6.7902
prm15_wcost_re15_c2p1_co2_cut90p_t1 | Limited Coordination | 0.12622 | prm15_wcost_re15_c2p1_t1 | Reference | tot_diff | -9.0093 | prm15_wcost_re15_c2p1_co2_cut90p_t1 | tx_diff | 6.036
prm15_wcost_re1_c2p1_co2_cut90p_tn | Full Coordination | 0.060372 | prm15_wcost_re19_c2p1_co2_cut90p_t1 | Mitigation | tot_diff | -18.318 | prm15_wcost_re19_c2p1_co2_cut90p_t1 | cap_diff | -21.0275
prm15_wcost_re19_c2p1_co2_cut90p_tn | Full Coordination | 0.14159 | prm15_wcost_re1_c2p1_co2_cut90p_t1 | Mitigation | tot_diff | -12.9483 | prm15_wcost_re1_c2p1_co2_cut90p_t1 | cap_diff | -15.6461
prm15_wcost_re18_c2p1_co2_cut90p_tn | Full Coordination | 0.14029 | prm15_wcost_re20_c2p1_co2_cut90p_t1 | Mitigation | tot_diff | -13.7755 | prm15_wcost_re20_c2p1_co2_cut90p_t1 | cap_diff | -16.3906
prm15_wcost_re17_c2p1_co2_cut90p_tn | Full Coordination | 0.1003 | prm15_wcost_re2_c2p1_co2_cut90p_t1 | Mitigation | tot_diff | -15.2558 | prm15_wcost_re2_c2p1_co2_cut90p_t1 | cap_diff | -18.392
prm15_wcost_re16_c2p1_co2_cut90p_tn | Full Coordination | 0.085947 | prm15_wcost_re3_c2p1_co2_cut90p_t1 | Mitigation | tot_diff | -16.3821 | prm15_wcost_re3_c2p1_co2_cut90p_t1 | cap_diff | -19.4845
prm15_wcost_re15_c2p1_co2_cut90p_tn | Full Coordination | 0.10434 | prm15_wcost_re18_c2p1_co2_cut90p_t1 | Mitigation | tot_diff | -18.0673 | prm15_wcost_re18_c2p1_co2_cut90p_t1 | cap_diff | -21.202
prm15_wcost_re20_c2p1_co2_cut90p_tn | Full Coordination | 0.074855 | prm15_wcost_re5_c2p1_co2_cut90p_t1 | Mitigation | tot_diff | -14.6945 | prm15_wcost_re5_c2p1_co2_cut90p_t1 | cap_diff | -17.5688
prm15_wcost_re9_c2p1_co2_cut90p_tn | Full Coordination | 0.10507 | prm15_wcost_re6_c2p1_co2_cut90p_t1 | Mitigation | tot_diff | -13.5019 | prm15_wcost_re6_c2p1_co2_cut90p_t1 | cap_diff | -16.6697
prm15_wcost_re8_c2p1_co2_cut90p_tn | Full Coordination | 0.10515 | prm15_wcost_re7_c2p1_co2_cut90p_t1 | Mitigation | tot_diff | -14.4823 | prm15_wcost_re7_c2p1_co2_cut90p_t1 | cap_diff | -17.5063
prm15_wcost_re7_c2p1_co2_cut90p_tn | Full Coordination | 0.072864 | prm15_wcost_re8_c2p1_co2_cut90p_t1 | Mitigation | tot_diff | -15.9311 | prm15_wcost_re8_c2p1_co2_cut90p_t1 | cap_diff | -18.6987
prm15_wcost_re6_c2p1_co2_cut90p_tn | Full Coordination | 0.060778 | prm15_wcost_re9_c2p1_co2_cut90p_t1 | Mitigation | tot_diff | -16.2207 | prm15_wcost_re9_c2p1_co2_cut90p_t1 | cap_diff | -18.4589
prm15_wcost_re5_c2p1_co2_cut90p_tn | Full Coordination | 0.076028 | prm15_wcost_re4_c2p1_co2_cut90p_t1 | Mitigation | tot_diff | -15.4673 | prm15_wcost_re4_c2p1_co2_cut90p_t1 | cap_diff | -18.41
prm15_wcost_re4_c2p1_co2_cut90p_tn | Full Coordination | 0.090287 | prm15_wcost_re17_c2p1_co2_cut90p_t1 | Mitigation | tot_diff | -16.2682 | prm15_wcost_re17_c2p1_co2_cut90p_t1 | cap_diff | -19.2693
prm15_wcost_re3_c2p1_co2_cut90p_tn | Full Coordination | 0.11449 | prm15_wcost_re16_c2p1_co2_cut90p_t1 | Mitigation | tot_diff | -15.0283 | prm15_wcost_re16_c2p1_co2_cut90p_t1 | cap_diff | -18.4973
prm15_wcost_re2_c2p1_co2_cut90p_tn | Full Coordination | 0.081465 | prm15_wcost_re10_c2p1_co2_cut90p_t1 | Mitigation | tot_diff | -12.5945 | prm15_wcost_re10_c2p1_co2_cut90p_t1 | cap_diff | -14.6532
prm15_wcost_re14_c2p1_co2_cut90p_tn | Full Coordination | 0.12167 | prm15_wcost_re11_c2p1_co2_cut90p_t1 | Mitigation | tot_diff | -14.2155 | prm15_wcost_re11_c2p1_co2_cut90p_t1 | cap_diff | -17.3034
prm15_wcost_re13_c2p1_co2_cut90p_tn | Full Coordination | 0.15293 | prm15_wcost_re12_c2p1_co2_cut90p_t1 | Mitigation | tot_diff | -17.1143 | prm15_wcost_re12_c2p1_co2_cut90p_t1 | cap_diff | -20.0569
prm15_wcost_re12_c2p1_co2_cut90p_tn | Full Coordination | 0.11108 | prm15_wcost_re13_c2p1_co2_cut90p_t1 | Mitigation | tot_diff | -18.7265 | prm15_wcost_re13_c2p1_co2_cut90p_t1 | cap_diff | -22.7748
prm15_wcost_re11_c2p1_co2_cut90p_tn | Full Coordination | 0.078433 | prm15_wcost_re14_c2p1_co2_cut90p_t1 | Mitigation | tot_diff | -17.507 | prm15_wcost_re14_c2p1_co2_cut90p_t1 | cap_diff | -20.3587
prm15_wcost_re10_c2p1_co2_cut90p_tn | Full Coordination | 0.052802 | prm15_wcost_re15_c2p1_co2_cut90p_t1 | Mitigation | tot_diff | -16.5987 | prm15_wcost_re15_c2p1_co2_cut90p_t1 | cap_diff | -19.4258
[7 empty] | prm15_wcost_re19_c2p1_co2_cut90p_t1 | op_diff | -3.4308
[7 empty] | prm15_wcost_re1_c2p1_co2_cut90p_t1 | op_diff | -0.90839
[7 empty] | prm15_wcost_re20_c2p1_co2_cut90p_t1 | op_diff | -1.5035
[7 empty] | prm15_wcost_re2_c2p1_co2_cut90p_t1 | op_diff | -2.1575
[7 empty] | prm15_wcost_re3_c2p1_co2_cut90p_t1 | op_diff | -3.0781
[7 empty] | prm15_wcost_re18_c2p1_co2_cut90p_t1 | op_diff | -3.268
[7 empty] | prm15_wcost_re5_c2p1_co2_cut90p_t1 | op_diff | -1.7585
[7 empty] | prm15_wcost_re6_c2p1_co2_cut90p_t1 | op_diff | -0.91384
[7 empty] | prm15_wcost_re7_c2p1_co2_cut90p_t1 | op_diff | -1.2118
[7 empty] | prm15_wcost_re8_c2p1_co2_cut90p_t1 | op_diff | -3.3287
[7 empty] | prm15_wcost_re9_c2p1_co2_cut90p_t1 | op_diff | -3.7137
[7 empty] | prm15_wcost_re4_c2p1_co2_cut90p_t1 | op_diff | -2.9355
[7 empty] | prm15_wcost_re17_c2p1_co2_cut90p_t1 | op_diff | -2.4496
[7 empty] | prm15_wcost_re16_c2p1_co2_cut90p_t1 | op_diff | -1.4452
[7 empty] | prm15_wcost_re10_c2p1_co2_cut90p_t1 | op_diff | -1.4452
[7 empty] | prm15_wcost_re11_c2p1_co2_cut90p_t1 | op_diff | -1.5261
[7 empty] | prm15_wcost_re12_c2p1_co2_cut90p_t1 | op_diff | -3.3752
[7 empty] | prm15_wcost_re13_c2p1_co2_cut90p_t1 | op_diff | -2.9188
[7 empty] | prm15_wcost_re14_c2p1_co2_cut90p_t1 | op_diff | -3.9386
[7 empty] | prm15_wcost_re15_c2p1_co2_cut90p_t1 | op_diff | -3.2089

## Figure 3
Figure 3a |  |  |  | Figure 3b
rscen | tech | emis | diff | rscen | tech | emis | diff
prm15_wcost_re1_c2p1_co2_cut90p | Wind | cut90p | -4.7133 | prm15_wcost_re3_c2p1_co2_cut90p | Wind | cut90p | 121.192
prm15_wcost_re2_c2p1_co2_cut90p | Wind | cut90p | -4.4718 | prm15_wcost_re11_c2p1_co2_cut90p | Wind | cut90p | 20.8901
prm15_wcost_re3_c2p1_co2_cut90p | Wind | cut90p | 1.7282 | prm15_wcost_re1_c2p1_co2_cut90p | Wind | cut90p | -21.1764
prm15_wcost_re4_c2p1_co2_cut90p | Wind | cut90p | -2.5178 | prm15_wcost_re14_c2p1_co2_cut90p | Wind | cut90p | 115.7604
prm15_wcost_re5_c2p1_co2_cut90p | Wind | cut90p | -4.8559 | prm15_wcost_re4_c2p1_co2_cut90p | Wind | cut90p | 84.745
prm15_wcost_re19_c2p1_co2_cut90p | Wind | cut90p | 1.0357 | prm15_wcost_re15_c2p1_co2_cut90p | Wind | cut90p | 70.4755
prm15_wcost_re18_c2p1_co2_cut90p | Wind | cut90p | 2.115 | prm15_wcost_re5_c2p1_co2_cut90p | Wind | cut90p | 40.2483
prm15_wcost_re17_c2p1_co2_cut90p | Wind | cut90p | -3.3292 | prm15_wcost_re6_c2p1_co2_cut90p | Wind | cut90p | -14.3324
prm15_wcost_re16_c2p1_co2_cut90p | Wind | cut90p | -6.1604 | prm15_wcost_re17_c2p1_co2_cut90p | Wind | cut90p | 30.0597
prm15_wcost_re15_c2p1_co2_cut90p | Wind | cut90p | -2.762 | prm15_wcost_re7_c2p1_co2_cut90p | Wind | cut90p | 4.6134
prm15_wcost_re14_c2p1_co2_cut90p | Wind | cut90p | -0.17444 | prm15_wcost_re18_c2p1_co2_cut90p | Wind | cut90p | 143.706
prm15_wcost_re13_c2p1_co2_cut90p | Wind | cut90p | 0.59311 | prm15_wcost_re8_c2p1_co2_cut90p | Wind | cut90p | 105.8878
prm15_wcost_re11_c2p1_co2_cut90p | Wind | cut90p | -6.0097 | prm15_wcost_re19_c2p1_co2_cut90p | Wind | cut90p | 106.3256
prm15_wcost_re10_c2p1_co2_cut90p | Wind | cut90p | -4.0047 | prm15_wcost_re9_c2p1_co2_cut90p | Wind | cut90p | 145.7866
prm15_wcost_re9_c2p1_co2_cut90p | Wind | cut90p | 1.4802 | prm15_wcost_re20_c2p1_co2_cut90p | Wind | cut90p | -0.043758
prm15_wcost_re8_c2p1_co2_cut90p | Wind | cut90p | 1.4174 | prm15_wcost_re10_c2p1_co2_cut90p | Wind | cut90p | -11.326
prm15_wcost_re7_c2p1_co2_cut90p | Wind | cut90p | -5.0948 | prm15_wcost_re13_c2p1_co2_cut90p | Wind | cut90p | 117.2179
prm15_wcost_re6_c2p1_co2_cut90p | Wind | cut90p | -5.5238 | prm15_wcost_re2_c2p1_co2_cut90p | Wind | cut90p | 30.3367
prm15_wcost_re12_c2p1_co2_cut90p | Wind | cut90p | -1.6961 | prm15_wcost_re16_c2p1_co2_cut90p | Wind | cut90p | -25.5594
prm15_wcost_re20_c2p1_co2_cut90p | Wind | cut90p | -6.0235 | prm15_wcost_re12_c2p1_co2_cut90p | Wind | cut90p | 85.4855
prm15_wcost_re16_c2p1_co2_cut90p | Solar | cut90p | -1.2517 | prm15_wcost_re2_c2p1_co2_cut90p | Solar | cut90p | 4.6155
prm15_wcost_re2_c2p1_co2_cut90p | Solar | cut90p | -1.0872 | prm15_wcost_re4_c2p1_co2_cut90p | Solar | cut90p | -19.7784
prm15_wcost_re15_c2p1_co2_cut90p | Solar | cut90p | -2.0192 | prm15_wcost_re14_c2p1_co2_cut90p | Solar | cut90p | -13.3913
prm15_wcost_re8_c2p1_co2_cut90p | Solar | cut90p | -1.3587 | prm15_wcost_re13_c2p1_co2_cut90p | Solar | cut90p | -38.0972
prm15_wcost_re14_c2p1_co2_cut90p | Solar | cut90p | -1.7831 | prm15_wcost_re11_c2p1_co2_cut90p | Solar | cut90p | -21.1723
prm15_wcost_re1_c2p1_co2_cut90p | Solar | cut90p | -0.95815 | prm15_wcost_re3_c2p1_co2_cut90p | Solar | cut90p | -42.6025
prm15_wcost_re13_c2p1_co2_cut90p | Solar | cut90p | -1.7179 | prm15_wcost_re15_c2p1_co2_cut90p | Solar | cut90p | -19.7813
prm15_wcost_re9_c2p1_co2_cut90p | Solar | cut90p | -1.1674 | prm15_wcost_re1_c2p1_co2_cut90p | Solar | cut90p | 0.64205
prm15_wcost_re20_c2p1_co2_cut90p | Solar | cut90p | -0.86924 | prm15_wcost_re5_c2p1_co2_cut90p | Solar | cut90p | -30.9718
prm15_wcost_re12_c2p1_co2_cut90p | Solar | cut90p | -1.8095 | prm15_wcost_re18_c2p1_co2_cut90p | Solar | cut90p | -40.714
prm15_wcost_re11_c2p1_co2_cut90p | Solar | cut90p | -1.3 | prm15_wcost_re17_c2p1_co2_cut90p | Solar | cut90p | -10.6595
prm15_wcost_re10_c2p1_co2_cut90p | Solar | cut90p | -0.92087 | prm15_wcost_re7_c2p1_co2_cut90p | Solar | cut90p | -2.5514
prm15_wcost_re3_c2p1_co2_cut90p | Solar | cut90p | -1.4358 | prm15_wcost_re8_c2p1_co2_cut90p | Solar | cut90p | -16.0066
prm15_wcost_re7_c2p1_co2_cut90p | Solar | cut90p | -1.2572 | prm15_wcost_re19_c2p1_co2_cut90p | Solar | cut90p | -15.5169
prm15_wcost_re18_c2p1_co2_cut90p | Solar | cut90p | -2.0285 | prm15_wcost_re9_c2p1_co2_cut90p | Solar | cut90p | -25.7025
prm15_wcost_re19_c2p1_co2_cut90p | Solar | cut90p | -1.4728 | prm15_wcost_re20_c2p1_co2_cut90p | Solar | cut90p | -10.3368
prm15_wcost_re6_c2p1_co2_cut90p | Solar | cut90p | -1.0126 | prm15_wcost_re10_c2p1_co2_cut90p | Solar | cut90p | 3.6418
prm15_wcost_re4_c2p1_co2_cut90p | Solar | cut90p | -1.0905 | prm15_wcost_re6_c2p1_co2_cut90p | Solar | cut90p | -2.3351
prm15_wcost_re5_c2p1_co2_cut90p | Solar | cut90p | -1.2708 | prm15_wcost_re12_c2p1_co2_cut90p | Solar | cut90p | -13.6375
prm15_wcost_re17_c2p1_co2_cut90p | Solar | cut90p | -1.7126 | prm15_wcost_re16_c2p1_co2_cut90p | Solar | cut90p | 4.9857
prm15_wcost_re5_c2p1_co2_cut90p | Fossil | cut90p | 0.55003 | prm15_wcost_re16_c2p1_co2_cut90p | Hydro | cut90p | 22.1572
prm15_wcost_re13_c2p1_co2_cut90p | Fossil | cut90p | 2.653 | prm15_wcost_re2_c2p1_co2_cut90p | Hydro | cut90p | 0.077704
prm15_wcost_re1_c2p1_co2_cut90p | Fossil | cut90p | 0.091855 | prm15_wcost_re12_c2p1_co2_cut90p | Hydro | cut90p | 3.9588
prm15_wcost_re9_c2p1_co2_cut90p | Fossil | cut90p | 1.7926 | prm15_wcost_re20_c2p1_co2_cut90p | Hydro | cut90p | 17.3246
prm15_wcost_re12_c2p1_co2_cut90p | Fossil | cut90p | 1.8828 | prm15_wcost_re9_c2p1_co2_cut90p | Hydro | cut90p | -7.889
prm15_wcost_re20_c2p1_co2_cut90p | Fossil | cut90p | 0.42765 | prm15_wcost_re19_c2p1_co2_cut90p | Hydro | cut90p | -5.946
prm15_wcost_re10_c2p1_co2_cut90p | Fossil | cut90p | 1.4379 | prm15_wcost_re8_c2p1_co2_cut90p | Hydro | cut90p | 9.1534
prm15_wcost_re11_c2p1_co2_cut90p | Fossil | cut90p | 1.2071 | prm15_wcost_re18_c2p1_co2_cut90p | Hydro | cut90p | -18.35
prm15_wcost_re19_c2p1_co2_cut90p | Fossil | cut90p | 2.6607 | prm15_wcost_re7_c2p1_co2_cut90p | Hydro | cut90p | 4.2826
prm15_wcost_re17_c2p1_co2_cut90p | Fossil | cut90p | 1.6378 | prm15_wcost_re17_c2p1_co2_cut90p | Hydro | cut90p | 14.6451
prm15_wcost_re3_c2p1_co2_cut90p | Fossil | cut90p | 2.0901 | prm15_wcost_re6_c2p1_co2_cut90p | Hydro | cut90p | 17.8702
prm15_wcost_re8_c2p1_co2_cut90p | Fossil | cut90p | 1.7712 | prm15_wcost_re10_c2p1_co2_cut90p | Hydro | cut90p | 6.7051
prm15_wcost_re16_c2p1_co2_cut90p | Fossil | cut90p | 1.6066 | prm15_wcost_re5_c2p1_co2_cut90p | Hydro | cut90p | 7.512
prm15_wcost_re14_c2p1_co2_cut90p | Fossil | cut90p | 2.2307 | prm15_wcost_re15_c2p1_co2_cut90p | Hydro | cut90p | 7.9299
prm15_wcost_re18_c2p1_co2_cut90p | Fossil | cut90p | 2.4935 | prm15_wcost_re4_c2p1_co2_cut90p | Hydro | cut90p | 5.9472
prm15_wcost_re6_c2p1_co2_cut90p | Fossil | cut90p | 0.17635 | prm15_wcost_re14_c2p1_co2_cut90p | Hydro | cut90p | 1.3282
prm15_wcost_re15_c2p1_co2_cut90p | Fossil | cut90p | 1.7052 | prm15_wcost_re1_c2p1_co2_cut90p | Hydro | cut90p | 21.8655
prm15_wcost_re2_c2p1_co2_cut90p | Fossil | cut90p | 1.0457 | prm15_wcost_re11_c2p1_co2_cut90p | Hydro | cut90p | 3.0164
prm15_wcost_re4_c2p1_co2_cut90p | Fossil | cut90p | 1.3048 | prm15_wcost_re3_c2p1_co2_cut90p | Hydro | cut90p | 4.4521
prm15_wcost_re7_c2p1_co2_cut90p | Fossil | cut90p | 0.71681 | prm15_wcost_re13_c2p1_co2_cut90p | Hydro | cut90p | -3.0465
prm15_wcost_re1_c2p1_co2_cut90p | Hydro | cut90p | 1.1117 | prm15_wcost_re20_c2p1_co2_cut90p | Battery | cut90p | -7.8199
prm15_wcost_re10_c2p1_co2_cut90p | Hydro | cut90p | -0.49872 | prm15_wcost_re2_c2p1_co2_cut90p | Battery | cut90p | -23.0082
prm15_wcost_re5_c2p1_co2_cut90p | Hydro | cut90p | 0.45818 | prm15_wcost_re9_c2p1_co2_cut90p | Battery | cut90p | -28.8251
prm15_wcost_re8_c2p1_co2_cut90p | Hydro | cut90p | 0.025993 | prm15_wcost_re19_c2p1_co2_cut90p | Battery | cut90p | -21.3249
prm15_wcost_re7_c2p1_co2_cut90p | Hydro | cut90p | 0 | prm15_wcost_re8_c2p1_co2_cut90p | Battery | cut90p | -27.2632
prm15_wcost_re2_c2p1_co2_cut90p | Hydro | cut90p | -0.11161 | prm15_wcost_re18_c2p1_co2_cut90p | Battery | cut90p | -21.9022
prm15_wcost_re9_c2p1_co2_cut90p | Hydro | cut90p | -0.11161 | prm15_wcost_re7_c2p1_co2_cut90p | Battery | cut90p | -23.2789
prm15_wcost_re4_c2p1_co2_cut90p | Hydro | cut90p | -0.22557 | prm15_wcost_re17_c2p1_co2_cut90p | Battery | cut90p | -22.6762
prm15_wcost_re3_c2p1_co2_cut90p | Hydro | cut90p | -0.28637 | prm15_wcost_re6_c2p1_co2_cut90p | Battery | cut90p | -21.1255
prm15_wcost_re16_c2p1_co2_cut90p | Hydro | cut90p | 0.026727 | prm15_wcost_re16_c2p1_co2_cut90p | Battery | cut90p | -15.4624
prm15_wcost_re17_c2p1_co2_cut90p | Hydro | cut90p | 0.11983 | prm15_wcost_re5_c2p1_co2_cut90p | Battery | cut90p | -25.3746
prm15_wcost_re18_c2p1_co2_cut90p | Hydro | cut90p | -0.018063 | prm15_wcost_re15_c2p1_co2_cut90p | Battery | cut90p | -19.3383
prm15_wcost_re19_c2p1_co2_cut90p | Hydro | cut90p | -0.551 | prm15_wcost_re4_c2p1_co2_cut90p | Battery | cut90p | -24.953
prm15_wcost_re20_c2p1_co2_cut90p | Hydro | cut90p | 1.7954 | prm15_wcost_re14_c2p1_co2_cut90p | Battery | cut90p | -21.3304
prm15_wcost_re15_c2p1_co2_cut90p | Hydro | cut90p | 0.025993 | prm15_wcost_re1_c2p1_co2_cut90p | Battery | cut90p | -21.9826
prm15_wcost_re13_c2p1_co2_cut90p | Hydro | cut90p | -0.28637 | prm15_wcost_re11_c2p1_co2_cut90p | Battery | cut90p | -10.6672
prm15_wcost_re14_c2p1_co2_cut90p | Hydro | cut90p | 0 | prm15_wcost_re3_c2p1_co2_cut90p | Battery | cut90p | -31.3141
prm15_wcost_re11_c2p1_co2_cut90p | Hydro | cut90p | 0.57787 | prm15_wcost_re13_c2p1_co2_cut90p | Battery | cut90p | -24.202
prm15_wcost_re6_c2p1_co2_cut90p | Hydro | cut90p | 0.81284 | prm15_wcost_re12_c2p1_co2_cut90p | Battery | cut90p | -17.0997
prm15_wcost_re12_c2p1_co2_cut90p | Hydro | cut90p | 0.025993 | prm15_wcost_re10_c2p1_co2_cut90p | Battery | cut90p | -22.5928
prm15_wcost_re11_c2p1_co2_cut90p | Battery | cut90p | -1.9069 | prm15_wcost_re12_c2p1_co2_cut90p | Nuclear | cut90p | -49.3603
prm15_wcost_re20_c2p1_co2_cut90p | Battery | cut90p | -1.8069 | prm15_wcost_re13_c2p1_co2_cut90p | Nuclear | cut90p | 0
prm15_wcost_re7_c2p1_co2_cut90p | Battery | cut90p | -1.8491 | prm15_wcost_re10_c2p1_co2_cut90p | Nuclear | cut90p | 0
prm15_wcost_re12_c2p1_co2_cut90p | Battery | cut90p | -2.0964 | prm15_wcost_re20_c2p1_co2_cut90p | Nuclear | cut90p | 0
prm15_wcost_re19_c2p1_co2_cut90p | Battery | cut90p | -2.6625 | prm15_wcost_re9_c2p1_co2_cut90p | Nuclear | cut90p | -87.2217
prm15_wcost_re13_c2p1_co2_cut90p | Battery | cut90p | -2.7201 | prm15_wcost_re19_c2p1_co2_cut90p | Nuclear | cut90p | -37.6707
prm15_wcost_re15_c2p1_co2_cut90p | Battery | cut90p | -2.1078 | prm15_wcost_re8_c2p1_co2_cut90p | Nuclear | cut90p | -53.9152
prm15_wcost_re18_c2p1_co2_cut90p | Battery | cut90p | -2.6757 | prm15_wcost_re18_c2p1_co2_cut90p | Nuclear | cut90p | -10.5113
prm15_wcost_re17_c2p1_co2_cut90p | Battery | cut90p | -2.0959 | prm15_wcost_re7_c2p1_co2_cut90p | Nuclear | cut90p | 0
prm15_wcost_re8_c2p1_co2_cut90p | Battery | cut90p | -2.4341 | prm15_wcost_re2_c2p1_co2_cut90p | Nuclear | cut90p | -17.1895
prm15_wcost_re14_c2p1_co2_cut90p | Battery | cut90p | -2.4374 | prm15_wcost_re17_c2p1_co2_cut90p | Nuclear | cut90p | -13.349
prm15_wcost_re9_c2p1_co2_cut90p | Battery | cut90p | -2.4227 | prm15_wcost_re5_c2p1_co2_cut90p | Nuclear | cut90p | -6.472
prm15_wcost_re10_c2p1_co2_cut90p | Battery | cut90p | -2.0247 | prm15_wcost_re15_c2p1_co2_cut90p | Nuclear | cut90p | -40.8424
prm15_wcost_re16_c2p1_co2_cut90p | Battery | cut90p | -1.9168 | prm15_wcost_re4_c2p1_co2_cut90p | Nuclear | cut90p | -50.5046
prm15_wcost_re6_c2p1_co2_cut90p | Battery | cut90p | -1.6444 | prm15_wcost_re14_c2p1_co2_cut90p | Nuclear | cut90p | -77.3161
prm15_wcost_re1_c2p1_co2_cut90p | Battery | cut90p | -1.8163 | prm15_wcost_re1_c2p1_co2_cut90p | Nuclear | cut90p | 0
prm15_wcost_re2_c2p1_co2_cut90p | Battery | cut90p | -2.0146 | prm15_wcost_re11_c2p1_co2_cut90p | Nuclear | cut90p | 0
prm15_wcost_re5_c2p1_co2_cut90p | Battery | cut90p | -1.9759 | prm15_wcost_re3_c2p1_co2_cut90p | Nuclear | cut90p | -17.0698
prm15_wcost_re4_c2p1_co2_cut90p | Battery | cut90p | -2.0536 | prm15_wcost_re6_c2p1_co2_cut90p | Nuclear | cut90p | 0
prm15_wcost_re3_c2p1_co2_cut90p | Battery | cut90p | -2.4527 | prm15_wcost_re16_c2p1_co2_cut90p | Nuclear | cut90p | 0
prm15_wcost_re14_c2p1_co2_cut90p | Nuclear | cut90p | -4.321 | prm15_wcost_re20_c2p1_co2_cut90p | Biomass | cut90p | 7.7398
prm15_wcost_re7_c2p1_co2_cut90p | Nuclear | cut90p | 0 | prm15_wcost_re12_c2p1_co2_cut90p | Biomass | cut90p | -5.2791
prm15_wcost_re15_c2p1_co2_cut90p | Nuclear | cut90p | -2.2826 | prm15_wcost_re9_c2p1_co2_cut90p | Biomass | cut90p | -7.7711
prm15_wcost_re4_c2p1_co2_cut90p | Nuclear | cut90p | -2.8226 | prm15_wcost_re19_c2p1_co2_cut90p | Biomass | cut90p | -30.5892
prm15_wcost_re16_c2p1_co2_cut90p | Nuclear | cut90p | 0 | prm15_wcost_re8_c2p1_co2_cut90p | Biomass | cut90p | -26.7882
prm15_wcost_re17_c2p1_co2_cut90p | Nuclear | cut90p | -0.74605 | prm15_wcost_re18_c2p1_co2_cut90p | Biomass | cut90p | -57.2077
prm15_wcost_re5_c2p1_co2_cut90p | Nuclear | cut90p | -0.36171 | prm15_wcost_re7_c2p1_co2_cut90p | Biomass | cut90p | 6.9789
prm15_wcost_re18_c2p1_co2_cut90p | Nuclear | cut90p | -0.58746 | prm15_wcost_re17_c2p1_co2_cut90p | Biomass | cut90p | -5.7297
prm15_wcost_re6_c2p1_co2_cut90p | Nuclear | cut90p | 0 | prm15_wcost_re6_c2p1_co2_cut90p | Biomass | cut90p | 12.8021
prm15_wcost_re19_c2p1_co2_cut90p | Nuclear | cut90p | -2.1053 | prm15_wcost_re16_c2p1_co2_cut90p | Biomass | cut90p | 12.9204
prm15_wcost_re20_c2p1_co2_cut90p | Nuclear | cut90p | 0 | prm15_wcost_re5_c2p1_co2_cut90p | Biomass | cut90p | 4.0038
prm15_wcost_re3_c2p1_co2_cut90p | Nuclear | cut90p | -0.954 | prm15_wcost_re15_c2p1_co2_cut90p | Biomass | cut90p | 1.4788
prm15_wcost_re13_c2p1_co2_cut90p | Nuclear | cut90p | 0 | prm15_wcost_re4_c2p1_co2_cut90p | Biomass | cut90p | -1.4193
prm15_wcost_re2_c2p1_co2_cut90p | Nuclear | cut90p | -0.96069 | prm15_wcost_re14_c2p1_co2_cut90p | Biomass | cut90p | -5.5261
prm15_wcost_re9_c2p1_co2_cut90p | Nuclear | cut90p | -4.8747 | prm15_wcost_re1_c2p1_co2_cut90p | Biomass | cut90p | 10.3316
prm15_wcost_re11_c2p1_co2_cut90p | Nuclear | cut90p | 0 | prm15_wcost_re11_c2p1_co2_cut90p | Biomass | cut90p | 13.2885
prm15_wcost_re10_c2p1_co2_cut90p | Nuclear | cut90p | 0 | prm15_wcost_re3_c2p1_co2_cut90p | Biomass | cut90p | -49.1503
prm15_wcost_re1_c2p1_co2_cut90p | Nuclear | cut90p | 0 | prm15_wcost_re13_c2p1_co2_cut90p | Biomass | cut90p | -56.7777
prm15_wcost_re12_c2p1_co2_cut90p | Nuclear | cut90p | -2.7587 | prm15_wcost_re2_c2p1_co2_cut90p | Biomass | cut90p | 0.19503
prm15_wcost_re8_c2p1_co2_cut90p | Nuclear | cut90p | -3.0132 | prm15_wcost_re10_c2p1_co2_cut90p | Biomass | cut90p | 10.7377
prm15_wcost_re18_c2p1_co2_cut90p | Biomass | cut90p | -6.9596 | prm15_wcost_re10_c2p1_co2_cut90p | Fossil | cut90p | 0.014135
prm15_wcost_re5_c2p1_co2_cut90p | Biomass | cut90p | -0.4169 | prm15_wcost_re11_c2p1_co2_cut90p | Fossil | cut90p | 0.0095155
prm15_wcost_re19_c2p1_co2_cut90p | Biomass | cut90p | -4.3715 | prm15_wcost_re12_c2p1_co2_cut90p | Fossil | cut90p | 0.0066385
prm15_wcost_re10_c2p1_co2_cut90p | Biomass | cut90p | 0 | prm15_wcost_re13_c2p1_co2_cut90p | Fossil | cut90p | -0.0085507
prm15_wcost_re20_c2p1_co2_cut90p | Biomass | cut90p | 0 | prm15_wcost_re14_c2p1_co2_cut90p | Fossil | cut90p | -0.010071
prm15_wcost_re1_c2p1_co2_cut90p | Biomass | cut90p | 0 | prm15_wcost_re15_c2p1_co2_cut90p | Fossil | cut90p | 0.0066196
prm15_wcost_re17_c2p1_co2_cut90p | Biomass | cut90p | -2.2114 | prm15_wcost_re16_c2p1_co2_cut90p | Fossil | cut90p | 0.010355
prm15_wcost_re6_c2p1_co2_cut90p | Biomass | cut90p | 0 | prm15_wcost_re17_c2p1_co2_cut90p | Fossil | cut90p | 0.0064962
prm15_wcost_re3_c2p1_co2_cut90p | Biomass | cut90p | -6.42 | prm15_wcost_re18_c2p1_co2_cut90p | Fossil | cut90p | -0.0073022
prm15_wcost_re14_c2p1_co2_cut90p | Biomass | cut90p | -1.6324 | prm15_wcost_re19_c2p1_co2_cut90p | Fossil | cut90p | -0.0094685
prm15_wcost_re12_c2p1_co2_cut90p | Biomass | cut90p | -2.1088 | prm15_wcost_re1_c2p1_co2_cut90p | Fossil | cut90p | -0.0069579
prm15_wcost_re2_c2p1_co2_cut90p | Biomass | cut90p | -0.71799 | prm15_wcost_re20_c2p1_co2_cut90p | Fossil | cut90p | 0.0068632
prm15_wcost_re15_c2p1_co2_cut90p | Biomass | cut90p | -1.1327 | prm15_wcost_re2_c2p1_co2_cut90p | Fossil | cut90p | 0.0098072
prm15_wcost_re4_c2p1_co2_cut90p | Biomass | cut90p | -0.54941 | prm15_wcost_re3_c2p1_co2_cut90p | Fossil | cut90p | 0.010872
prm15_wcost_re8_c2p1_co2_cut90p | Biomass | cut90p | -3.7296 | prm15_wcost_re4_c2p1_co2_cut90p | Fossil | cut90p | 0.011008
prm15_wcost_re16_c2p1_co2_cut90p | Biomass | cut90p | -0.33083 | prm15_wcost_re5_c2p1_co2_cut90p | Fossil | cut90p | 0.0094475
prm15_wcost_re7_c2p1_co2_cut90p | Biomass | cut90p | -0.12954 | prm15_wcost_re6_c2p1_co2_cut90p | Fossil | cut90p | 0.0029553
prm15_wcost_re11_c2p1_co2_cut90p | Biomass | cut90p | 0 | prm15_wcost_re7_c2p1_co2_cut90p | Fossil | cut90p | -3.1308e-05
prm15_wcost_re13_c2p1_co2_cut90p | Biomass | cut90p | -6.9461 | prm15_wcost_re8_c2p1_co2_cut90p | Fossil | cut90p | 0.011732
prm15_wcost_re9_c2p1_co2_cut90p | Biomass | cut90p | -1.7499 | prm15_wcost_re9_c2p1_co2_cut90p | Fossil | cut90p | 0.0074793

## Figure 4
Figure 4a |  |  |  | Figure 4a (lim coord) |  |  | Figure 4b | [5 empty] | Figure 4c
connection | net_flow_twh | sc_name | pol | line | min | max | type | load_zone | trade | trade_1 | scenario | pol | type | load_zone | trade | trade_1 | scenario | pol
Argentina-Brazil | 31.9342 | prm15_wcost_re15_c2p1_tn | NoCut,Full | AR-UY | 10 | 12.2 | export | Paraguay | 183.3265 | -183.3265 | prm15_wcost_re20_c2p1_tn | NoCut,Full | import | Paraguay | 3.0762 | 3.0762 | prm15_wcost_re20_c2p1_tn | NoCut,Full
Argentina-Brazil | 32.7884 | prm15_wcost_re12_c2p1_tn | NoCut,Full | AR-BR | 2.9 | 3.8 | export | Paraguay | 175.2522 | -175.2522 | prm15_wcost_re10_c2p1_tn | NoCut,Full | import | Paraguay | 4.7973 | 4.7973 | prm15_wcost_re10_c2p1_tn | NoCut,Full
Argentina-Brazil | 32.5733 | prm15_wcost_re11_c2p1_tn | NoCut,Full | PY-BR | 160 | 161.6 | export | Paraguay | 169.0821 | -169.0821 | prm15_wcost_re8_c2p1_tn | NoCut,Full | import | Paraguay | 8.9483 | 8.9483 | prm15_wcost_re8_c2p1_tn | NoCut,Full
Argentina-Brazil | 32.0572 | prm15_wcost_re10_c2p1_tn | NoCut,Full | UY-BR | 13.4 | 16.2 | export | Paraguay | 169.8677 | -169.8677 | prm15_wcost_re19_c2p1_tn | NoCut,Full | import | Paraguay | 6.2764 | 6.2764 | prm15_wcost_re19_c2p1_tn | NoCut,Full
Argentina-Brazil | 32.4001 | prm15_wcost_re18_c2p1_tn | NoCut,Full |  |  |  | export | Paraguay | 170.8508 | -170.8508 | prm15_wcost_re17_c2p1_tn | NoCut,Full | import | Paraguay | 7.0302 | 7.0302 | prm15_wcost_re17_c2p1_tn | NoCut,Full
Argentina-Brazil | 32.4659 | prm15_wcost_re17_c2p1_tn | NoCut,Full |  |  |  | export | Paraguay | 169.9265 | -169.9265 | prm15_wcost_re7_c2p1_tn | NoCut,Full | import | Paraguay | 6.0224 | 6.0224 | prm15_wcost_re7_c2p1_tn | NoCut,Full
Argentina-Brazil | 33.3881 | prm15_wcost_re6_c2p1_tn | NoCut,Full |  |  |  | export | Paraguay | 181.1169 | -181.1169 | prm15_wcost_re16_c2p1_tn | NoCut,Full | import | Paraguay | 3.5527 | 3.5527 | prm15_wcost_re16_c2p1_tn | NoCut,Full
Argentina-Brazil | 33.2712 | prm15_wcost_re13_c2p1_tn | NoCut,Full |  |  |  | export | Paraguay | 170.3769 | -170.3769 | prm15_wcost_re6_c2p1_tn | NoCut,Full | import | Paraguay | 5.645 | 5.645 | prm15_wcost_re6_c2p1_tn | NoCut,Full
Argentina-Brazil | 35.1377 | prm15_wcost_re8_c2p1_tn | NoCut,Full |  |  |  | export | Paraguay | 169.8439 | -169.8439 | prm15_wcost_re18_c2p1_tn | NoCut,Full | import | Paraguay | 6.3607 | 6.3607 | prm15_wcost_re18_c2p1_tn | NoCut,Full
Argentina-Brazil | 34.5718 | prm15_wcost_re4_c2p1_tn | NoCut,Full |  |  |  | export | Chile | 0.0491 | -0.0491 | prm15_wcost_re12_c2p1_tn | NoCut,Full | import | Chile | 0.12566 | 0.12566 | prm15_wcost_re12_c2p1_tn | NoCut,Full
Argentina-Brazil | 35.0083 | prm15_wcost_re3_c2p1_tn | NoCut,Full |  |  |  | export | Chile | 0.05359 | -0.05359 | prm15_wcost_re2_c2p1_tn | NoCut,Full | import | Chile | 0.09232 | 0.09232 | prm15_wcost_re2_c2p1_tn | NoCut,Full
Argentina-Brazil | 99.3462 | prm15_wcost_re12_c2p1_co2_cut90p_tn | 90%Cut,Full |  |  |  | export | Chile | 0.05047 | -0.05047 | prm15_wcost_re11_c2p1_tn | NoCut,Full | import | Chile | 0.11949 | 0.11949 | prm15_wcost_re11_c2p1_tn | NoCut,Full
Argentina-Brazil | 33.3451 | prm15_wcost_re2_c2p1_tn | NoCut,Full |  |  |  | export | Chile | 0.0532 | -0.0532 | prm15_wcost_re1_c2p1_tn | NoCut,Full | import | Chile | 0.08169 | 0.08169 | prm15_wcost_re1_c2p1_tn | NoCut,Full
Argentina-Brazil | 32.3479 | prm15_wcost_re20_c2p1_tn | NoCut,Full |  |  |  | export | Paraguay | 170.7525 | -170.7525 | prm15_wcost_re9_c2p1_tn | NoCut,Full | import | Paraguay | 7.4005 | 7.4005 | prm15_wcost_re9_c2p1_tn | NoCut,Full
Argentina-Brazil | 34.7044 | prm15_wcost_re1_c2p1_tn | NoCut,Full |  |  |  | export | Chile | 0.04438 | -0.04438 | prm15_wcost_re19_c2p1_tn | NoCut,Full | import | Chile | 0.14144 | 0.14144 | prm15_wcost_re19_c2p1_tn | NoCut,Full
Argentina-Brazil | 32.7747 | prm15_wcost_re5_c2p1_tn | NoCut,Full |  |  |  | export | Chile | 0.05634 | -0.05634 | prm15_wcost_re10_c2p1_tn | NoCut,Full | import | Chile | 0.09514 | 0.09514 | prm15_wcost_re10_c2p1_tn | NoCut,Full
Argentina-Brazil | 32.7661 | prm15_wcost_re19_c2p1_tn | NoCut,Full |  |  |  | export | Paraguay | 168.9303 | -168.9303 | prm15_wcost_re14_c2p1_tn | NoCut,Full | import | Paraguay | 7.0739 | 7.0739 | prm15_wcost_re14_c2p1_tn | NoCut,Full
Argentina-Brazil | 33.5281 | prm15_wcost_re14_c2p1_tn | NoCut,Full |  |  |  | export | Chile | 0.05062 | -0.05062 | prm15_wcost_re20_c2p1_tn | NoCut,Full | import | Chile | 0.11873 | 0.11873 | prm15_wcost_re20_c2p1_tn | NoCut,Full
Argentina-Brazil | 31.6557 | prm15_wcost_re16_c2p1_tn | NoCut,Full |  |  |  | export | Chile | 0.04954 | -0.04954 | prm15_wcost_re9_c2p1_tn | NoCut,Full | import | Chile | 0.09756 | 0.09756 | prm15_wcost_re9_c2p1_tn | NoCut,Full
Argentina-Brazil | 66.8788 | prm15_wcost_re1_c2p1_co2_cut90p_tn | 90%Cut,Full |  |  |  | export | Chile | 0.04839 | -0.04839 | prm15_wcost_re17_c2p1_tn | NoCut,Full | import | Chile | 0.12539 | 0.12539 | prm15_wcost_re17_c2p1_tn | NoCut,Full
Argentina-Brazil | 104.7044 | prm15_wcost_re14_c2p1_co2_cut90p_tn | 90%Cut,Full |  |  |  | export | Chile | 0.05181 | -0.05181 | prm15_wcost_re7_c2p1_tn | NoCut,Full | import | Chile | 0.09386 | 0.09386 | prm15_wcost_re7_c2p1_tn | NoCut,Full
Argentina-Brazil | 74.9877 | prm15_wcost_re6_c2p1_co2_cut90p_tn | 90%Cut,Full |  |  |  | export | Chile | 0.04823 | -0.04823 | prm15_wcost_re16_c2p1_tn | NoCut,Full | import | Chile | 0.1218 | 0.1218 | prm15_wcost_re16_c2p1_tn | NoCut,Full
Argentina-Brazil | 102.7926 | prm15_wcost_re13_c2p1_co2_cut90p_tn | 90%Cut,Full |  |  |  | export | Chile | 0.04945 | -0.04945 | prm15_wcost_re6_c2p1_tn | NoCut,Full | import | Chile | 0.09641 | 0.09641 | prm15_wcost_re6_c2p1_tn | NoCut,Full
Argentina-Brazil | 94.6107 | prm15_wcost_re15_c2p1_co2_cut90p_tn | 90%Cut,Full |  |  |  | export | Brazil | 12.0858 | -12.0858 | prm15_wcost_re3_c2p1_tn | NoCut,Full | import | Brazil | 201.661 | 201.661 | prm15_wcost_re3_c2p1_tn | NoCut,Full
Argentina-Brazil | 77.2285 | prm15_wcost_re7_c2p1_co2_cut90p_tn | 90%Cut,Full |  |  |  | export | Brazil | 8.2274 | -8.2274 | prm15_wcost_re13_c2p1_tn | NoCut,Full | import | Brazil | 201.0952 | 201.0952 | prm15_wcost_re13_c2p1_tn | NoCut,Full
Argentina-Brazil | 32.5851 | prm15_wcost_re7_c2p1_tn | NoCut,Full |  |  |  | export | Brazil | 10.6507 | -10.6507 | prm15_wcost_re1_c2p1_tn | NoCut,Full | import | Brazil | 200.4517 | 200.4517 | prm15_wcost_re1_c2p1_tn | NoCut,Full
Argentina-Brazil | 68.6368 | prm15_wcost_re11_c2p1_co2_cut90p_tn | 90%Cut,Full |  |  |  | export | Paraguay | 169.4518 | -169.4518 | prm15_wcost_re5_c2p1_tn | NoCut,Full | import | Paraguay | 6.3471 | 6.3471 | prm15_wcost_re5_c2p1_tn | NoCut,Full
Argentina-Brazil | 105.8263 | prm15_wcost_re8_c2p1_co2_cut90p_tn | 90%Cut,Full |  |  |  | export | Brazil | 7.5878 | -7.5878 | prm15_wcost_re11_c2p1_tn | NoCut,Full | import | Brazil | 208.6589 | 208.6589 | prm15_wcost_re11_c2p1_tn | NoCut,Full
Argentina-Brazil | 92.2303 | prm15_wcost_re19_c2p1_co2_cut90p_tn | 90%Cut,Full |  |  |  | export | Brazil | 8.1458 | -8.1458 | prm15_wcost_re12_c2p1_tn | NoCut,Full | import | Brazil | 201.9382 | 201.9382 | prm15_wcost_re12_c2p1_tn | NoCut,Full
Argentina-Brazil | 90.2564 | prm15_wcost_re18_c2p1_co2_cut90p_tn | 90%Cut,Full |  |  |  | export | Chile | 0.04438 | -0.04438 | prm15_wcost_re18_c2p1_tn | NoCut,Full | import | Chile | 0.14088 | 0.14088 | prm15_wcost_re18_c2p1_tn | NoCut,Full
Argentina-Brazil | 83.8709 | prm15_wcost_re17_c2p1_co2_cut90p_tn | 90%Cut,Full |  |  |  | export | Chile | 0.0494 | -0.0494 | prm15_wcost_re8_c2p1_tn | NoCut,Full | import | Chile | 0.09804 | 0.09804 | prm15_wcost_re8_c2p1_tn | NoCut,Full
Argentina-Brazil | 99.1801 | prm15_wcost_re9_c2p1_co2_cut90p_tn | 90%Cut,Full |  |  |  | export | Chile | 0.05076 | -0.05076 | prm15_wcost_re15_c2p1_tn | NoCut,Full | import | Chile | 0.12546 | 0.12546 | prm15_wcost_re15_c2p1_tn | NoCut,Full
Argentina-Brazil | 76.5477 | prm15_wcost_re16_c2p1_co2_cut90p_tn | 90%Cut,Full |  |  |  | export | Chile | 0.05152 | -0.05152 | prm15_wcost_re5_c2p1_tn | NoCut,Full | import | Chile | 0.0977 | 0.0977 | prm15_wcost_re5_c2p1_tn | NoCut,Full
Argentina-Brazil | 62.5147 | prm15_wcost_re10_c2p1_co2_cut90p_tn | 90%Cut,Full |  |  |  | export | Chile | 0.04482 | -0.04482 | prm15_wcost_re14_c2p1_tn | NoCut,Full | import | Chile | 0.12568 | 0.12568 | prm15_wcost_re14_c2p1_tn | NoCut,Full
Argentina-Brazil | 58.7102 | prm15_wcost_re20_c2p1_co2_cut90p_tn | 90%Cut,Full |  |  |  | export | Chile | 0.04912 | -0.04912 | prm15_wcost_re4_c2p1_tn | NoCut,Full | import | Chile | 0.09603 | 0.09603 | prm15_wcost_re4_c2p1_tn | NoCut,Full
Argentina-Brazil | 35.2992 | prm15_wcost_re9_c2p1_tn | NoCut,Full |  |  |  | export | Uruguay | 1.9006 | -1.9006 | prm15_wcost_re13_c2p1_tn | NoCut,Full | import | Uruguay | 62.7019 | 62.7019 | prm15_wcost_re13_c2p1_tn | NoCut,Full
Argentina-Brazil | 103.9663 | prm15_wcost_re4_c2p1_co2_cut90p_tn | 90%Cut,Full |  |  |  | export | Paraguay | 169.2625 | -169.2625 | prm15_wcost_re4_c2p1_tn | NoCut,Full | import | Paraguay | 7.1781 | 7.1781 | prm15_wcost_re4_c2p1_tn | NoCut,Full
Argentina-Brazil | 99.5068 | prm15_wcost_re3_c2p1_co2_cut90p_tn | 90%Cut,Full |  |  |  | export | Brazil | 8.7715 | -8.7715 | prm15_wcost_re2_c2p1_tn | NoCut,Full | import | Brazil | 201.029 | 201.029 | prm15_wcost_re2_c2p1_tn | NoCut,Full
Argentina-Brazil | 92.8624 | prm15_wcost_re2_c2p1_co2_cut90p_tn | 90%Cut,Full |  |  |  | export | Paraguay | 170.2081 | -170.2081 | prm15_wcost_re15_c2p1_tn | NoCut,Full | import | Paraguay | 6.8608 | 6.8608 | prm15_wcost_re15_c2p1_tn | NoCut,Full
Argentina-Brazil | 81.0011 | prm15_wcost_re5_c2p1_co2_cut90p_tn | 90%Cut,Full |  |  |  | export | Uruguay | 2.1117 | -2.1117 | prm15_wcost_re3_c2p1_tn | NoCut,Full | import | Uruguay | 52.9886 | 52.9886 | prm15_wcost_re3_c2p1_tn | NoCut,Full
Argentina-Chile | 140.8693 | prm15_wcost_re9_c2p1_co2_cut90p_tn | 90%Cut,Full |  |  |  | export | Paraguay | 170.5943 | -170.5943 | prm15_wcost_re12_c2p1_tn | NoCut,Full | import | Paraguay | 6.6618 | 6.6618 | prm15_wcost_re12_c2p1_tn | NoCut,Full
Argentina-Chile | 0.14565 | prm15_wcost_re7_c2p1_tn | NoCut,Full |  |  |  | export | Argentina | 73.9887 | -73.9887 | prm15_wcost_re12_c2p1_tn | NoCut,Full | import | Argentina | 3.4558 | 3.4558 | prm15_wcost_re12_c2p1_tn | NoCut,Full
Argentina-Chile | 0.17375 | prm15_wcost_re17_c2p1_tn | NoCut,Full |  |  |  | export | Argentina | 59.0486 | -59.0486 | prm15_wcost_re2_c2p1_tn | NoCut,Full | import | Argentina | 5.8993 | 5.8993 | prm15_wcost_re2_c2p1_tn | NoCut,Full
Argentina-Chile | 148.7947 | prm15_wcost_re8_c2p1_co2_cut90p_tn | 90%Cut,Full |  |  |  | export | Argentina | 40.6793 | -40.6793 | prm15_wcost_re11_c2p1_tn | NoCut,Full | import | Argentina | 6.3124 | 6.3124 | prm15_wcost_re11_c2p1_tn | NoCut,Full
Argentina-Chile | 0.14861 | prm15_wcost_re3_c2p1_tn | NoCut,Full |  |  |  | export | Argentina | 42.1775 | -42.1775 | prm15_wcost_re1_c2p1_tn | NoCut,Full | import | Argentina | 8.5623 | 8.5623 | prm15_wcost_re1_c2p1_tn | NoCut,Full
Argentina-Chile | 0.15147 | prm15_wcost_re10_c2p1_tn | NoCut,Full |  |  |  | export | Argentina | 94.2354 | -94.2354 | prm15_wcost_re13_c2p1_tn | NoCut,Full | import | Argentina | 3.6351 | 3.6351 | prm15_wcost_re13_c2p1_tn | NoCut,Full
Argentina-Chile | 0.14514 | prm15_wcost_re4_c2p1_tn | NoCut,Full |  |  |  | export | Argentina | 86.6321 | -86.6321 | prm15_wcost_re3_c2p1_tn | NoCut,Full | import | Argentina | 5.8179 | 5.8179 | prm15_wcost_re3_c2p1_tn | NoCut,Full
Argentina-Chile | 0.14709 | prm15_wcost_re9_c2p1_tn | NoCut,Full |  |  |  | export | Argentina | 72.4992 | -72.4992 | prm15_wcost_re4_c2p1_tn | NoCut,Full | import | Argentina | 5.8652 | 5.8652 | prm15_wcost_re4_c2p1_tn | NoCut,Full
Argentina-Chile | 0.14588 | prm15_wcost_re2_c2p1_tn | NoCut,Full |  |  |  | export | Chile | 0.04201 | -0.04201 | prm15_wcost_re13_c2p1_tn | NoCut,Full | import | Chile | 0.14055 | 0.14055 | prm15_wcost_re13_c2p1_tn | NoCut,Full
Argentina-Chile | 0.16995 | prm15_wcost_re11_c2p1_tn | NoCut,Full |  |  |  | export | Uruguay | 1.7922 | -1.7922 | prm15_wcost_re14_c2p1_tn | NoCut,Full | import | Uruguay | 51.0704 | 51.0704 | prm15_wcost_re14_c2p1_tn | NoCut,Full
Argentina-Chile | 0.17476 | prm15_wcost_re12_c2p1_tn | NoCut,Full |  |  |  | export | Uruguay | 2.6932 | -2.6932 | prm15_wcost_re5_c2p1_tn | NoCut,Full | import | Uruguay | 21.6602 | 21.6602 | prm15_wcost_re5_c2p1_tn | NoCut,Full
Argentina-Chile | 0.1492 | prm15_wcost_re5_c2p1_tn | NoCut,Full |  |  |  | export | Uruguay | 3.0592 | -3.0592 | prm15_wcost_re15_c2p1_tn | NoCut,Full | import | Uruguay | 22.4353 | 22.4353 | prm15_wcost_re15_c2p1_tn | NoCut,Full
Argentina-Chile | 0.14743 | prm15_wcost_re8_c2p1_tn | NoCut,Full |  |  |  | export | Uruguay | 2.3214 | -2.3214 | prm15_wcost_re8_c2p1_tn | NoCut,Full | import | Uruguay | 46.559 | 46.559 | prm15_wcost_re8_c2p1_tn | NoCut,Full
Argentina-Chile | 0.14585 | prm15_wcost_re6_c2p1_tn | NoCut,Full |  |  |  | export | Uruguay | 1.9289 | -1.9289 | prm15_wcost_re18_c2p1_tn | NoCut,Full | import | Uruguay | 63.1135 | 63.1135 | prm15_wcost_re18_c2p1_tn | NoCut,Full
Argentina-Chile | 0.18581 | prm15_wcost_re19_c2p1_tn | NoCut,Full |  |  |  | export | Uruguay | 4.7688 | -4.7688 | prm15_wcost_re6_c2p1_tn | NoCut,Full | import | Uruguay | 15.4362 | 15.4362 | prm15_wcost_re6_c2p1_tn | NoCut,Full
Argentina-Chile | 0.16933 | prm15_wcost_re20_c2p1_tn | NoCut,Full |  |  |  | export | Uruguay | 2.1133 | -2.1133 | prm15_wcost_re4_c2p1_tn | NoCut,Full | import | Uruguay | 39.7737 | 39.7737 | prm15_wcost_re4_c2p1_tn | NoCut,Full
Argentina-Chile | 174.4184 | prm15_wcost_re17_c2p1_co2_cut90p_tn | 90%Cut,Full |  |  |  | export | Uruguay | 4.5435 | -4.5435 | prm15_wcost_re16_c2p1_tn | NoCut,Full | import | Uruguay | 17.4602 | 17.4602 | prm15_wcost_re16_c2p1_tn | NoCut,Full
Argentina-Chile | 183.1895 | prm15_wcost_re18_c2p1_co2_cut90p_tn | 90%Cut,Full |  |  |  | export | Argentina | 83.5726 | -83.5726 | prm15_wcost_re14_c2p1_tn | NoCut,Full | import | Argentina | 3.2593 | 3.2593 | prm15_wcost_re14_c2p1_tn | NoCut,Full
Argentina-Chile | 141.8893 | prm15_wcost_re5_c2p1_co2_cut90p_tn | 90%Cut,Full |  |  |  | export | Argentina | 51.441 | -51.441 | prm15_wcost_re15_c2p1_tn | NoCut,Full | import | Argentina | 4.1411 | 4.1411 | prm15_wcost_re15_c2p1_tn | NoCut,Full
Argentina-Chile | 163.9061 | prm15_wcost_re16_c2p1_co2_cut90p_tn | 90%Cut,Full |  |  |  | export | Uruguay | 5.1535 | -5.1535 | prm15_wcost_re1_c2p1_tn | NoCut,Full | import | Uruguay | 14.4922 | 14.4922 | prm15_wcost_re1_c2p1_tn | NoCut,Full
Argentina-Chile | 180.116 | prm15_wcost_re12_c2p1_co2_cut90p_tn | 90%Cut,Full |  |  |  | export | Uruguay | 5.38 | -5.38 | prm15_wcost_re11_c2p1_tn | NoCut,Full | import | Uruguay | 16.2055 | 16.2055 | prm15_wcost_re11_c2p1_tn | NoCut,Full
Argentina-Chile | 177.4974 | prm15_wcost_re15_c2p1_co2_cut90p_tn | 90%Cut,Full |  |  |  | export | Uruguay | 2.4476 | -2.4476 | prm15_wcost_re2_c2p1_tn | NoCut,Full | import | Uruguay | 28.0453 | 28.0453 | prm15_wcost_re2_c2p1_tn | NoCut,Full
Argentina-Chile | 166.3212 | prm15_wcost_re20_c2p1_co2_cut90p_tn | 90%Cut,Full |  |  |  | export | Uruguay | 1.7821 | -1.7821 | prm15_wcost_re12_c2p1_tn | NoCut,Full | import | Uruguay | 42.3785 | 42.3785 | prm15_wcost_re12_c2p1_tn | NoCut,Full
Argentina-Chile | 156.1263 | prm15_wcost_re4_c2p1_co2_cut90p_tn | 90%Cut,Full |  |  |  | export | Argentina | 39.6917 | -39.6917 | prm15_wcost_re20_c2p1_tn | NoCut,Full | import | Argentina | 7.2167 | 7.2167 | prm15_wcost_re20_c2p1_tn | NoCut,Full
Argentina-Chile | 166.6378 | prm15_wcost_re11_c2p1_co2_cut90p_tn | 90%Cut,Full |  |  |  | export | Argentina | 40.3299 | -40.3299 | prm15_wcost_re10_c2p1_tn | NoCut,Full | import | Argentina | 7.8457 | 7.8457 | prm15_wcost_re10_c2p1_tn | NoCut,Full
Argentina-Chile | 130.3829 | prm15_wcost_re7_c2p1_co2_cut90p_tn | 90%Cut,Full |  |  |  | export | Argentina | 51.4008 | -51.4008 | prm15_wcost_re5_c2p1_tn | NoCut,Full | import | Argentina | 6.4854 | 6.4854 | prm15_wcost_re5_c2p1_tn | NoCut,Full
Argentina-Chile | 0.1349 | prm15_wcost_re1_c2p1_tn | NoCut,Full |  |  |  | export | Argentina | 93.8517 | -93.8517 | prm15_wcost_re19_c2p1_tn | NoCut,Full | import | Argentina | 3.6807 | 3.6807 | prm15_wcost_re19_c2p1_tn | NoCut,Full
Argentina-Chile | 0.17048 | prm15_wcost_re14_c2p1_tn | NoCut,Full |  |  |  | export | Argentina | 49.0764 | -49.0764 | prm15_wcost_re17_c2p1_tn | NoCut,Full | import | Argentina | 5.435 | 5.435 | prm15_wcost_re17_c2p1_tn | NoCut,Full
Argentina-Chile | 0.1762 | prm15_wcost_re15_c2p1_tn | NoCut,Full |  |  |  | export | Argentina | 50.6148 | -50.6148 | prm15_wcost_re7_c2p1_tn | NoCut,Full | import | Argentina | 5.9927 | 5.9927 | prm15_wcost_re7_c2p1_tn | NoCut,Full
Argentina-Chile | 0.18525 | prm15_wcost_re18_c2p1_tn | NoCut,Full |  |  |  | export | Argentina | 42.1462 | -42.1462 | prm15_wcost_re16_c2p1_tn | NoCut,Full | import | Argentina | 5.6557 | 5.6557 | prm15_wcost_re16_c2p1_tn | NoCut,Full
Argentina-Chile | 191.4305 | prm15_wcost_re19_c2p1_co2_cut90p_tn | 90%Cut,Full |  |  |  | export | Argentina | 43.0813 | -43.0813 | prm15_wcost_re6_c2p1_tn | NoCut,Full | import | Argentina | 7.2509 | 7.2509 | prm15_wcost_re6_c2p1_tn | NoCut,Full
Argentina-Chile | 0.18255 | prm15_wcost_re13_c2p1_tn | NoCut,Full |  |  |  | export | Argentina | 93.821 | -93.821 | prm15_wcost_re18_c2p1_tn | NoCut,Full | import | Argentina | 3.4605 | 3.4605 | prm15_wcost_re18_c2p1_tn | NoCut,Full
Argentina-Chile | 0.17002 | prm15_wcost_re16_c2p1_tn | NoCut,Full |  |  |  | export | Argentina | 80.7178 | -80.7178 | prm15_wcost_re8_c2p1_tn | NoCut,Full | import | Argentina | 5.6984 | 5.6984 | prm15_wcost_re8_c2p1_tn | NoCut,Full
Argentina-Chile | 137.7166 | prm15_wcost_re3_c2p1_co2_cut90p_tn | 90%Cut,Full |  |  |  | export | Argentina | 80.7861 | -80.7861 | prm15_wcost_re9_c2p1_tn | NoCut,Full | import | Argentina | 5.8267 | 5.8267 | prm15_wcost_re9_c2p1_tn | NoCut,Full
Argentina-Chile | 151.4607 | prm15_wcost_re2_c2p1_co2_cut90p_tn | 90%Cut,Full |  |  |  | export | Uruguay | 2.7728 | -2.7728 | prm15_wcost_re7_c2p1_tn | NoCut,Full | import | Uruguay | 20.7302 | 20.7302 | prm15_wcost_re7_c2p1_tn | NoCut,Full
Argentina-Chile | 213.0014 | prm15_wcost_re13_c2p1_co2_cut90p_tn | 90%Cut,Full |  |  |  | export | Chile | 0.05161 | -0.05161 | prm15_wcost_re3_c2p1_tn | NoCut,Full | import | Chile | 0.09702 | 0.09702 | prm15_wcost_re3_c2p1_tn | NoCut,Full
Argentina-Chile | 134.2658 | prm15_wcost_re10_c2p1_co2_cut90p_tn | 90%Cut,Full |  |  |  | export | Brazil | 8.1325 | -8.1325 | prm15_wcost_re19_c2p1_tn | NoCut,Full | import | Brazil | 200.6623 | 200.6623 | prm15_wcost_re19_c2p1_tn | NoCut,Full
Argentina-Chile | 179.7093 | prm15_wcost_re14_c2p1_co2_cut90p_tn | 90%Cut,Full |  |  |  | export | Uruguay | 2.2937 | -2.2937 | prm15_wcost_re9_c2p1_tn | NoCut,Full | import | Uruguay | 46.5197 | 46.5197 | prm15_wcost_re9_c2p1_tn | NoCut,Full
Argentina-Chile | 135.7766 | prm15_wcost_re6_c2p1_co2_cut90p_tn | 90%Cut,Full |  |  |  | export | Uruguay | 3.0076 | -3.0076 | prm15_wcost_re17_c2p1_tn | NoCut,Full | import | Uruguay | 21.0933 | 21.0933 | prm15_wcost_re17_c2p1_tn | NoCut,Full
Argentina-Chile | 132.4364 | prm15_wcost_re1_c2p1_co2_cut90p_tn | 90%Cut,Full |  |  |  | export | Uruguay | 5.4358 | -5.4358 | prm15_wcost_re20_c2p1_tn | NoCut,Full | import | Uruguay | 16.1489 | 16.1489 | prm15_wcost_re20_c2p1_tn | NoCut,Full
Brazil-Paraguay | 176.3946 | prm15_wcost_re13_c2p1_tn | NoCut,Full |  |  |  | export | Paraguay | 168.8702 | -168.8702 | prm15_wcost_re3_c2p1_tn | NoCut,Full | import | Paraguay | 9.1869 | 9.1869 | prm15_wcost_re3_c2p1_tn | NoCut,Full
Argentina-Paraguay | 2.9164 | prm15_wcost_re5_c2p1_co2_cut90p_tn | 90%Cut,Full |  |  |  | export | Brazil | 7.8769 | -7.8769 | prm15_wcost_re20_c2p1_tn | NoCut,Full | import | Brazil | 209.8211 | 209.8211 | prm15_wcost_re20_c2p1_tn | NoCut,Full
Argentina-Paraguay | 2.8086 | prm15_wcost_re9_c2p1_co2_cut90p_tn | 90%Cut,Full |  |  |  | export | Brazil | 9.145 | -9.145 | prm15_wcost_re10_c2p1_tn | NoCut,Full | import | Brazil | 202.026 | 202.026 | prm15_wcost_re10_c2p1_tn | NoCut,Full
Argentina-Paraguay | 2.8542 | prm15_wcost_re20_c2p1_tn | NoCut,Full |  |  |  | export | Brazil | 10.3393 | -10.3393 | prm15_wcost_re9_c2p1_tn | NoCut,Full | import | Brazil | 204.3767 | 204.3767 | prm15_wcost_re9_c2p1_tn | NoCut,Full
Argentina-Paraguay | 2.8955 | prm15_wcost_re11_c2p1_co2_cut90p_tn | 90%Cut,Full |  |  |  | export | Brazil | 10.0745 | -10.0745 | prm15_wcost_re17_c2p1_tn | NoCut,Full | import | Brazil | 199.3739 | 199.3739 | prm15_wcost_re17_c2p1_tn | NoCut,Full
Argentina-Paraguay | 2.9815 | prm15_wcost_re7_c2p1_co2_cut90p_tn | 90%Cut,Full |  |  |  | export | Uruguay | 1.8877 | -1.8877 | prm15_wcost_re19_c2p1_tn | NoCut,Full | import | Uruguay | 63.0232 | 63.0232 | prm15_wcost_re19_c2p1_tn | NoCut,Full
Brazil-Paraguay | 175.8095 | prm15_wcost_re5_c2p1_tn | NoCut,Full |  |  |  | export | Brazil | 6.7421 | -6.7421 | prm15_wcost_re16_c2p1_tn | NoCut,Full | import | Brazil | 207.8066 | 207.8066 | prm15_wcost_re16_c2p1_tn | NoCut,Full
Argentina-Paraguay | 2.9661 | prm15_wcost_re4_c2p1_tn | NoCut,Full |  |  |  | export | Brazil | 8.7923 | -8.7923 | prm15_wcost_re7_c2p1_tn | NoCut,Full | import | Brazil | 199.319 | 199.319 | prm15_wcost_re7_c2p1_tn | NoCut,Full
Brazil-Paraguay | 217.2619 | prm15_wcost_re11_c2p1_co2_cut90p_tn | 90%Cut,Full |  |  |  | export | Brazil | 8.093 | -8.093 | prm15_wcost_re18_c2p1_tn | NoCut,Full | import | Brazil | 200.6555 | 200.6555 | prm15_wcost_re18_c2p1_tn | NoCut,Full
Brazil-Paraguay | 176.6364 | prm15_wcost_re4_c2p1_tn | NoCut,Full |  |  |  | export | Brazil | 11.6598 | -11.6598 | prm15_wcost_re8_c2p1_tn | NoCut,Full | import | Brazil | 202.5268 | 202.5268 | prm15_wcost_re8_c2p1_tn | NoCut,Full
Argentina-Paraguay | 2.841 | prm15_wcost_re6_c2p1_co2_cut90p_tn | 90%Cut,Full |  |  |  | export | Brazil | 9.0312 | -9.0312 | prm15_wcost_re15_c2p1_tn | NoCut,Full | import | Brazil | 200.2275 | 200.2275 | prm15_wcost_re15_c2p1_tn | NoCut,Full
Argentina-Paraguay | 2.8677 | prm15_wcost_re12_c2p1_co2_cut90p_tn | 90%Cut,Full |  |  |  | export | Brazil | 9.7047 | -9.7047 | prm15_wcost_re5_c2p1_tn | NoCut,Full | import | Brazil | 198.7115 | 198.7115 | prm15_wcost_re5_c2p1_tn | NoCut,Full
Brazil-Paraguay | 178.2468 | prm15_wcost_re3_c2p1_tn | NoCut,Full |  |  |  | export | Brazil | 8.6606 | -8.6606 | prm15_wcost_re14_c2p1_tn | NoCut,Full | import | Brazil | 201.4711 | 201.4711 | prm15_wcost_re14_c2p1_tn | NoCut,Full
Brazil-Paraguay | 231.4635 | prm15_wcost_re14_c2p1_co2_cut90p_tn | 90%Cut,Full |  |  |  | export | Brazil | 10.2427 | -10.2427 | prm15_wcost_re4_c2p1_tn | NoCut,Full | import | Brazil | 201.2537 | 201.2537 | prm15_wcost_re4_c2p1_tn | NoCut,Full
Brazil-Paraguay | 206.5889 | prm15_wcost_re10_c2p1_co2_cut90p_tn | 90%Cut,Full |  |  |  | export | Paraguay | 169.6237 | -169.6237 | prm15_wcost_re13_c2p1_tn | NoCut,Full | import | Paraguay | 6.4565 | 6.4565 | prm15_wcost_re13_c2p1_tn | NoCut,Full
Argentina-Paraguay | 2.9062 | prm15_wcost_re4_c2p1_co2_cut90p_tn | 90%Cut,Full |  |  |  | export | Paraguay | 170.8572 | -170.8572 | prm15_wcost_re1_c2p1_tn | NoCut,Full | import | Paraguay | 5.3041 | 5.3041 | prm15_wcost_re1_c2p1_tn | NoCut,Full
Brazil-Paraguay | 218.1573 | prm15_wcost_re20_c2p1_co2_cut90p_tn | 90%Cut,Full |  |  |  | export | Paraguay | 181.0683 | -181.0683 | prm15_wcost_re11_c2p1_tn | NoCut,Full | import | Paraguay | 3.4697 | 3.4697 | prm15_wcost_re11_c2p1_tn | NoCut,Full
Argentina-Paraguay | 2.7887 | prm15_wcost_re3_c2p1_co2_cut90p_tn | 90%Cut,Full |  |  |  | export | Paraguay | 170.4697 | -170.4697 | prm15_wcost_re2_c2p1_tn | NoCut,Full | import | Paraguay | 5.725 | 5.725 | prm15_wcost_re2_c2p1_tn | NoCut,Full
Argentina-Paraguay | 2.8399 | prm15_wcost_re18_c2p1_co2_cut90p_tn | 90%Cut,Full |  |  |  | export | Brazil | 9.6307 | -9.6307 | prm15_wcost_re6_c2p1_tn | NoCut,Full | import | Brazil | 199.4787 | 199.4787 | prm15_wcost_re6_c2p1_tn | NoCut,Full
Brazil-Paraguay | 232.2 | prm15_wcost_re19_c2p1_co2_cut90p_tn | 90%Cut,Full |  |  |  | export | Uruguay | 5.0237 | -5.0237 | prm15_wcost_re10_c2p1_tn | NoCut,Full | import | Uruguay | 15.0431 | 15.0431 | prm15_wcost_re10_c2p1_tn | NoCut,Full
Argentina-Paraguay | 2.7787 | prm15_wcost_re8_c2p1_co2_cut90p_tn | 90%Cut,Full |  |  |  | export | Brazil | 17.6505 | -17.6505 | prm15_wcost_re11_c2p1_co2_cut90p_tn | 90%Cut,Full | import | Brazil | 260.0001 | 260.0001 | prm15_wcost_re11_c2p1_co2_cut90p_tn | 90%Cut,Full
Argentina-Paraguay | 2.956 | prm15_wcost_re6_c2p1_tn | NoCut,Full |  |  |  | export | Brazil | 40.6325 | -40.6325 | prm15_wcost_re2_c2p1_co2_cut90p_tn | 90%Cut,Full | import | Brazil | 278.614 | 278.614 | prm15_wcost_re2_c2p1_co2_cut90p_tn | 90%Cut,Full
Argentina-Paraguay | 2.914 | prm15_wcost_re14_c2p1_co2_cut90p_tn | 90%Cut,Full |  |  |  | export | Brazil | 39.2594 | -39.2594 | prm15_wcost_re12_c2p1_co2_cut90p_tn | 90%Cut,Full | import | Brazil | 286.94 | 286.94 | prm15_wcost_re12_c2p1_co2_cut90p_tn | 90%Cut,Full
Argentina-Paraguay | 2.8017 | prm15_wcost_re19_c2p1_tn | NoCut,Full |  |  |  | export | Brazil | 44.4699 | -44.4699 | prm15_wcost_re4_c2p1_co2_cut90p_tn | 90%Cut,Full | import | Brazil | 282.1844 | 282.1844 | prm15_wcost_re4_c2p1_co2_cut90p_tn | 90%Cut,Full
Argentina-Paraguay | 2.8952 | prm15_wcost_re2_c2p1_co2_cut90p_tn | 90%Cut,Full |  |  |  | export | Brazil | 36.4779 | -36.4779 | prm15_wcost_re14_c2p1_co2_cut90p_tn | 90%Cut,Full | import | Brazil | 295.5932 | 295.5932 | prm15_wcost_re14_c2p1_co2_cut90p_tn | 90%Cut,Full
Argentina-Paraguay | 2.7832 | prm15_wcost_re18_c2p1_tn | NoCut,Full |  |  |  | export | Brazil | 36.2822 | -36.2822 | prm15_wcost_re5_c2p1_co2_cut90p_tn | 90%Cut,Full | import | Brazil | 267.8091 | 267.8091 | prm15_wcost_re5_c2p1_co2_cut90p_tn | 90%Cut,Full
Argentina-Paraguay | 2.9322 | prm15_wcost_re15_c2p1_co2_cut90p_tn | 90%Cut,Full |  |  |  | export | Brazil | 38.4766 | -38.4766 | prm15_wcost_re15_c2p1_co2_cut90p_tn | 90%Cut,Full | import | Brazil | 281.8498 | 281.8498 | prm15_wcost_re15_c2p1_co2_cut90p_tn | 90%Cut,Full
Argentina-Paraguay | 2.9349 | prm15_wcost_re8_c2p1_tn | NoCut,Full |  |  |  | export | Brazil | 19.8104 | -19.8104 | prm15_wcost_re18_c2p1_co2_cut90p_tn | 90%Cut,Full | import | Brazil | 290.2369 | 290.2369 | prm15_wcost_re18_c2p1_co2_cut90p_tn | 90%Cut,Full
Argentina-Paraguay | 2.9146 | prm15_wcost_re20_c2p1_co2_cut90p_tn | 90%Cut,Full |  |  |  | export | Brazil | 34.5519 | -34.5519 | prm15_wcost_re6_c2p1_co2_cut90p_tn | 90%Cut,Full | import | Brazil | 248.242 | 248.242 | prm15_wcost_re6_c2p1_co2_cut90p_tn | 90%Cut,Full
Brazil-Paraguay | 229.7536 | prm15_wcost_re2_c2p1_co2_cut90p_tn | 90%Cut,Full |  |  |  | export | Brazil | 32.2191 | -32.2191 | prm15_wcost_re16_c2p1_co2_cut90p_tn | 90%Cut,Full | import | Brazil | 267.924 | 267.924 | prm15_wcost_re16_c2p1_co2_cut90p_tn | 90%Cut,Full
Brazil-Paraguay | 225.9427 | prm15_wcost_re4_c2p1_co2_cut90p_tn | 90%Cut,Full |  |  |  | export | Brazil | 36.8139 | -36.8139 | prm15_wcost_re17_c2p1_co2_cut90p_tn | 90%Cut,Full | import | Brazil | 272.4629 | 272.4629 | prm15_wcost_re17_c2p1_co2_cut90p_tn | 90%Cut,Full
Argentina-Paraguay | 2.8447 | prm15_wcost_re1_c2p1_co2_cut90p_tn | 90%Cut,Full |  |  |  | export | Brazil | 24.5632 | -24.5632 | prm15_wcost_re9_c2p1_co2_cut90p_tn | 90%Cut,Full | import | Brazil | 295.769 | 295.769 | prm15_wcost_re9_c2p1_co2_cut90p_tn | 90%Cut,Full
Argentina-Paraguay | 2.928 | prm15_wcost_re3_c2p1_tn | NoCut,Full |  |  |  | export | Brazil | 36.9996 | -36.9996 | prm15_wcost_re19_c2p1_co2_cut90p_tn | 90%Cut,Full | import | Brazil | 284.1145 | 284.1145 | prm15_wcost_re19_c2p1_co2_cut90p_tn | 90%Cut,Full
Argentina-Paraguay | 2.9195 | prm15_wcost_re5_c2p1_tn | NoCut,Full |  |  |  | export | Brazil | 30.823 | -30.823 | prm15_wcost_re10_c2p1_co2_cut90p_tn | 90%Cut,Full | import | Brazil | 235.9116 | 235.9116 | prm15_wcost_re10_c2p1_co2_cut90p_tn | 90%Cut,Full
Argentina-Paraguay | 2.8471 | prm15_wcost_re16_c2p1_co2_cut90p_tn | 90%Cut,Full |  |  |  | export | Brazil | 16.8366 | -16.8366 | prm15_wcost_re20_c2p1_co2_cut90p_tn | 90%Cut,Full | import | Brazil | 251.0786 | 251.0786 | prm15_wcost_re20_c2p1_co2_cut90p_tn | 90%Cut,Full
Argentina-Paraguay | 2.8661 | prm15_wcost_re19_c2p1_co2_cut90p_tn | 90%Cut,Full |  |  |  | export | Brazil | 44.0757 | -44.0757 | prm15_wcost_re8_c2p1_co2_cut90p_tn | 90%Cut,Full | import | Brazil | 287.1153 | 287.1153 | prm15_wcost_re8_c2p1_co2_cut90p_tn | 90%Cut,Full
Brazil-Paraguay | 227.7247 | prm15_wcost_re3_c2p1_co2_cut90p_tn | 90%Cut,Full |  |  |  | export | Brazil | 36.8443 | -36.8443 | prm15_wcost_re7_c2p1_co2_cut90p_tn | 90%Cut,Full | import | Brazil | 254.714 | 254.714 | prm15_wcost_re7_c2p1_co2_cut90p_tn | 90%Cut,Full
Brazil-Paraguay | 210.1861 | prm15_wcost_re6_c2p1_co2_cut90p_tn | 90%Cut,Full |  |  |  | export | Paraguay | 205.9715 | -205.9715 | prm15_wcost_re10_c2p1_co2_cut90p_tn | 90%Cut,Full | import | Paraguay | 1.0614 | 1.0614 | prm15_wcost_re10_c2p1_co2_cut90p_tn | 90%Cut,Full
Argentina-Paraguay | 2.8741 | prm15_wcost_re17_c2p1_co2_cut90p_tn | 90%Cut,Full |  |  |  | export | Argentina | 150.9383 | -150.9383 | prm15_wcost_re3_c2p1_co2_cut90p_tn | 90%Cut,Full | import | Argentina | 34.9399 | 34.9399 | prm15_wcost_re3_c2p1_co2_cut90p_tn | 90%Cut,Full
Argentina-Paraguay | 2.9423 | prm15_wcost_re1_c2p1_tn | NoCut,Full |  |  |  | export | Argentina | 101.8726 | -101.8726 | prm15_wcost_re10_c2p1_co2_cut90p_tn | 90%Cut,Full | import | Argentina | 57.2796 | 57.2796 | prm15_wcost_re10_c2p1_co2_cut90p_tn | 90%Cut,Full
Brazil-Paraguay | 229.2071 | prm15_wcost_re15_c2p1_co2_cut90p_tn | 90%Cut,Full |  |  |  | export | Argentina | 202.0473 | -202.0473 | prm15_wcost_re19_c2p1_co2_cut90p_tn | 90%Cut,Full | import | Argentina | 33.0483 | 33.0483 | prm15_wcost_re19_c2p1_co2_cut90p_tn | 90%Cut,Full
Brazil-Paraguay | 203.6486 | prm15_wcost_re1_c2p1_co2_cut90p_tn | 90%Cut,Full |  |  |  | export | Argentina | 150.7587 | -150.7587 | prm15_wcost_re9_c2p1_co2_cut90p_tn | 90%Cut,Full | import | Argentina | 35.2679 | 35.2679 | prm15_wcost_re9_c2p1_co2_cut90p_tn | 90%Cut,Full
Brazil-Paraguay | 227.69 | prm15_wcost_re17_c2p1_co2_cut90p_tn | 90%Cut,Full |  |  |  | export | Argentina | 195.6047 | -195.6047 | prm15_wcost_re17_c2p1_co2_cut90p_tn | 90%Cut,Full | import | Argentina | 21.9839 | 21.9839 | prm15_wcost_re17_c2p1_co2_cut90p_tn | 90%Cut,Full
Argentina-Paraguay | 2.9561 | prm15_wcost_re13_c2p1_co2_cut90p_tn | 90%Cut,Full |  |  |  | export | Argentina | 112.4485 | -112.4485 | prm15_wcost_re7_c2p1_co2_cut90p_tn | 90%Cut,Full | import | Argentina | 49.3384 | 49.3384 | prm15_wcost_re7_c2p1_co2_cut90p_tn | 90%Cut,Full
Brazil-Paraguay | 228.2326 | prm15_wcost_re8_c2p1_co2_cut90p_tn | 90%Cut,Full |  |  |  | export | Argentina | 181.9832 | -181.9832 | prm15_wcost_re16_c2p1_co2_cut90p_tn | 90%Cut,Full | import | Argentina | 22.1399 | 22.1399 | prm15_wcost_re16_c2p1_co2_cut90p_tn | 90%Cut,Full
Brazil-Paraguay | 227.8651 | prm15_wcost_re9_c2p1_co2_cut90p_tn | 90%Cut,Full |  |  |  | export | Argentina | 108.8736 | -108.8736 | prm15_wcost_re6_c2p1_co2_cut90p_tn | 90%Cut,Full | import | Argentina | 54.4831 | 54.4831 | prm15_wcost_re6_c2p1_co2_cut90p_tn | 90%Cut,Full
Brazil-Paraguay | 180.0921 | prm15_wcost_re10_c2p1_tn | NoCut,Full |  |  |  | export | Argentina | 236.8433 | -236.8433 | prm15_wcost_re18_c2p1_co2_cut90p_tn | 90%Cut,Full | import | Argentina | 19.1471 | 19.1471 | prm15_wcost_re18_c2p1_co2_cut90p_tn | 90%Cut,Full
Brazil-Paraguay | 184.6353 | prm15_wcost_re11_c2p1_tn | NoCut,Full |  |  |  | export | Brazil | 32.5193 | -32.5193 | prm15_wcost_re1_c2p1_co2_cut90p_tn | 90%Cut,Full | import | Brazil | 235.9489 | 235.9489 | prm15_wcost_re1_c2p1_co2_cut90p_tn | 90%Cut,Full
Brazil-Paraguay | 177.5146 | prm15_wcost_re12_c2p1_tn | NoCut,Full |  |  |  | export | Argentina | 132.7466 | -132.7466 | prm15_wcost_re8_c2p1_co2_cut90p_tn | 90%Cut,Full | import | Argentina | 57.0192 | 57.0192 | prm15_wcost_re8_c2p1_co2_cut90p_tn | 90%Cut,Full
Brazil-Paraguay | 176.2436 | prm15_wcost_re14_c2p1_tn | NoCut,Full |  |  |  | export | Argentina | 117.1883 | -117.1883 | prm15_wcost_re5_c2p1_co2_cut90p_tn | 90%Cut,Full | import | Argentina | 55.669 | 55.669 | prm15_wcost_re5_c2p1_co2_cut90p_tn | 90%Cut,Full
Brazil-Paraguay | 177.1809 | prm15_wcost_re15_c2p1_tn | NoCut,Full |  |  |  | export | Argentina | 216.4692 | -216.4692 | prm15_wcost_re14_c2p1_co2_cut90p_tn | 90%Cut,Full | import | Argentina | 24.6899 | 24.6899 | prm15_wcost_re14_c2p1_co2_cut90p_tn | 90%Cut,Full
Brazil-Paraguay | 184.9042 | prm15_wcost_re16_c2p1_tn | NoCut,Full |  |  |  | export | Argentina | 131.1696 | -131.1696 | prm15_wcost_re4_c2p1_co2_cut90p_tn | 90%Cut,Full | import | Argentina | 59.761 | 59.761 | prm15_wcost_re4_c2p1_co2_cut90p_tn | 90%Cut,Full
Brazil-Paraguay | 176.0458 | prm15_wcost_re6_c2p1_tn | NoCut,Full |  |  |  | export | Argentina | 210.5827 | -210.5827 | prm15_wcost_re12_c2p1_co2_cut90p_tn | 90%Cut,Full | import | Argentina | 23.9896 | 23.9896 | prm15_wcost_re12_c2p1_co2_cut90p_tn | 90%Cut,Full
Brazil-Paraguay | 177.941 | prm15_wcost_re17_c2p1_tn | NoCut,Full |  |  |  | export | Argentina | 120.9849 | -120.9849 | prm15_wcost_re2_c2p1_co2_cut90p_tn | 90%Cut,Full | import | Argentina | 59.9109 | 59.9109 | prm15_wcost_re2_c2p1_co2_cut90p_tn | 90%Cut,Full
Argentina-Paraguay | 2.8951 | prm15_wcost_re10_c2p1_co2_cut90p_tn | 90%Cut,Full |  |  |  | export | Argentina | 203.0406 | -203.0406 | prm15_wcost_re11_c2p1_co2_cut90p_tn | 90%Cut,Full | import | Argentina | 16.9602 | 16.9602 | prm15_wcost_re11_c2p1_co2_cut90p_tn | 90%Cut,Full
Brazil-Paraguay | 176.4789 | prm15_wcost_re18_c2p1_tn | NoCut,Full |  |  |  | export | Argentina | 103.3709 | -103.3709 | prm15_wcost_re1_c2p1_co2_cut90p_tn | 90%Cut,Full | import | Argentina | 56.2983 | 56.2983 | prm15_wcost_re1_c2p1_co2_cut90p_tn | 90%Cut,Full
Brazil-Paraguay | 233.7364 | prm15_wcost_re13_c2p1_co2_cut90p_tn | 90%Cut,Full |  |  |  | export | Argentina | 249.1437 | -249.1437 | prm15_wcost_re13_c2p1_co2_cut90p_tn | 90%Cut,Full | import | Argentina | 23.2957 | 23.2957 | prm15_wcost_re13_c2p1_co2_cut90p_tn | 90%Cut,Full
Brazil-Paraguay | 176.4174 | prm15_wcost_re19_c2p1_tn | NoCut,Full |  |  |  | export | Argentina | 206.1726 | -206.1726 | prm15_wcost_re15_c2p1_co2_cut90p_tn | 90%Cut,Full | import | Argentina | 22.5874 | 22.5874 | prm15_wcost_re15_c2p1_co2_cut90p_tn | 90%Cut,Full
Argentina-Paraguay | 3.0356 | prm15_wcost_re10_c2p1_tn | NoCut,Full |  |  |  | export | Brazil | 30.7227 | -30.7227 | prm15_wcost_re13_c2p1_co2_cut90p_tn | 90%Cut,Full | import | Brazil | 297.8433 | 297.8433 | prm15_wcost_re13_c2p1_co2_cut90p_tn | 90%Cut,Full
Brazil-Paraguay | 176.0589 | prm15_wcost_re1_c2p1_tn | NoCut,Full |  |  |  | export | Uruguay | 4.3619 | -4.3619 | prm15_wcost_re20_c2p1_co2_cut90p_tn | 90%Cut,Full | import | Uruguay | 12.0708 | 12.0708 | prm15_wcost_re20_c2p1_co2_cut90p_tn | 90%Cut,Full
Brazil-Paraguay | 186.4876 | prm15_wcost_re20_c2p1_tn | NoCut,Full |  |  |  | export | Uruguay | 2.6266 | -2.6266 | prm15_wcost_re13_c2p1_co2_cut90p_tn | 90%Cut,Full | import | Uruguay | 16.6943 | 16.6943 | prm15_wcost_re13_c2p1_co2_cut90p_tn | 90%Cut,Full
Brazil-Paraguay | 176.327 | prm15_wcost_re2_c2p1_tn | NoCut,Full |  |  |  | export | Chile | 11.1823 | -11.1823 | prm15_wcost_re14_c2p1_co2_cut90p_tn | 90%Cut,Full | import | Chile | 168.5138 | 168.5138 | prm15_wcost_re14_c2p1_co2_cut90p_tn | 90%Cut,Full
Argentina-Paraguay | 2.9217 | prm15_wcost_re11_c2p1_tn | NoCut,Full |  |  |  | export | Chile | 51.0366 | -51.0366 | prm15_wcost_re4_c2p1_co2_cut90p_tn | 90%Cut,Full | import | Chile | 105.0392 | 105.0392 | prm15_wcost_re4_c2p1_co2_cut90p_tn | 90%Cut,Full
Brazil-Paraguay | 225.8944 | prm15_wcost_re18_c2p1_co2_cut90p_tn | 90%Cut,Full |  |  |  | export | Chile | 9.0868 | -9.0868 | prm15_wcost_re12_c2p1_co2_cut90p_tn | 90%Cut,Full | import | Chile | 171.0184 | 171.0184 | prm15_wcost_re12_c2p1_co2_cut90p_tn | 90%Cut,Full
Argentina-Paraguay | 2.8871 | prm15_wcost_re12_c2p1_tn | NoCut,Full |  |  |  | export | Chile | 51.8899 | -51.8899 | prm15_wcost_re2_c2p1_co2_cut90p_tn | 90%Cut,Full | import | Chile | 99.5227 | 99.5227 | prm15_wcost_re2_c2p1_co2_cut90p_tn | 90%Cut,Full
Brazil-Paraguay | 229.7762 | prm15_wcost_re12_c2p1_co2_cut90p_tn | 90%Cut,Full |  |  |  | export | Chile | 7.3281 | -7.3281 | prm15_wcost_re11_c2p1_co2_cut90p_tn | 90%Cut,Full | import | Chile | 159.0267 | 159.0267 | prm15_wcost_re11_c2p1_co2_cut90p_tn | 90%Cut,Full
Brazil-Paraguay | 178.4598 | prm15_wcost_re9_c2p1_tn | NoCut,Full |  |  |  | export | Chile | 46.2691 | -46.2691 | prm15_wcost_re1_c2p1_co2_cut90p_tn | 90%Cut,Full | import | Chile | 86.1284 | 86.1284 | prm15_wcost_re1_c2p1_co2_cut90p_tn | 90%Cut,Full
Argentina-Paraguay | 2.8314 | prm15_wcost_re2_c2p1_tn | NoCut,Full |  |  |  | export | Chile | 18.3892 | -18.3892 | prm15_wcost_re13_c2p1_co2_cut90p_tn | 90%Cut,Full | import | Chile | 194.5826 | 194.5826 | prm15_wcost_re13_c2p1_co2_cut90p_tn | 90%Cut,Full
Brazil-Paraguay | 224.2474 | prm15_wcost_re16_c2p1_co2_cut90p_tn | 90%Cut,Full |  |  |  | export | Chile | 37.9512 | -37.9512 | prm15_wcost_re3_c2p1_co2_cut90p_tn | 90%Cut,Full | import | Chile | 99.6121 | 99.6121 | prm15_wcost_re3_c2p1_co2_cut90p_tn | 90%Cut,Full
Argentina-Paraguay | 2.7876 | prm15_wcost_re13_c2p1_tn | NoCut,Full |  |  |  | export | Paraguay | 226.7251 | -226.7251 | prm15_wcost_re3_c2p1_co2_cut90p_tn | 90%Cut,Full | import | Paraguay | 1.1071 | 1.1071 | prm15_wcost_re3_c2p1_co2_cut90p_tn | 90%Cut,Full
Brazil-Paraguay | 216.4538 | prm15_wcost_re7_c2p1_co2_cut90p_tn | 90%Cut,Full |  |  |  | export | Paraguay | 232.5909 | -232.5909 | prm15_wcost_re13_c2p1_co2_cut90p_tn | 90%Cut,Full | import | Paraguay | 1.0573 | 1.0573 | prm15_wcost_re13_c2p1_co2_cut90p_tn | 90%Cut,Full
Argentina-Paraguay | 2.9026 | prm15_wcost_re7_c2p1_tn | NoCut,Full |  |  |  | export | Paraguay | 202.8759 | -202.8759 | prm15_wcost_re1_c2p1_co2_cut90p_tn | 90%Cut,Full | import | Paraguay | 1.2556 | 1.2556 | prm15_wcost_re1_c2p1_co2_cut90p_tn | 90%Cut,Full
Argentina-Paraguay | 2.839 | prm15_wcost_re14_c2p1_tn | NoCut,Full |  |  |  | export | Paraguay | 216.7407 | -216.7407 | prm15_wcost_re11_c2p1_co2_cut90p_tn | 90%Cut,Full | import | Paraguay | 0.58147 | 0.58147 | prm15_wcost_re11_c2p1_co2_cut90p_tn | 90%Cut,Full
Argentina-Paraguay | 2.8706 | prm15_wcost_re17_c2p1_tn | NoCut,Full |  |  |  | export | Chile | 45.641 | -45.641 | prm15_wcost_re5_c2p1_co2_cut90p_tn | 90%Cut,Full | import | Chile | 96.2033 | 96.2033 | prm15_wcost_re5_c2p1_co2_cut90p_tn | 90%Cut,Full
Argentina-Paraguay | 2.9073 | prm15_wcost_re15_c2p1_tn | NoCut,Full |  |  |  | export | Paraguay | 229.4695 | -229.4695 | prm15_wcost_re2_c2p1_co2_cut90p_tn | 90%Cut,Full | import | Paraguay | 0.60616 | 0.60616 | prm15_wcost_re2_c2p1_co2_cut90p_tn | 90%Cut,Full
Brazil-Paraguay | 225.529 | prm15_wcost_re5_c2p1_co2_cut90p_tn | 90%Cut,Full |  |  |  | export | Paraguay | 225.4744 | -225.4744 | prm15_wcost_re4_c2p1_co2_cut90p_tn | 90%Cut,Full | import | Paraguay | 0.77264 | 0.77264 | prm15_wcost_re4_c2p1_co2_cut90p_tn | 90%Cut,Full
Argentina-Paraguay | 2.9317 | prm15_wcost_re9_c2p1_tn | NoCut,Full |  |  |  | export | Paraguay | 231.3803 | -231.3803 | prm15_wcost_re14_c2p1_co2_cut90p_tn | 90%Cut,Full | import | Paraguay | 0.41212 | 0.41212 | prm15_wcost_re14_c2p1_co2_cut90p_tn | 90%Cut,Full
Brazil-Paraguay | 178.2502 | prm15_wcost_re8_c2p1_tn | NoCut,Full |  |  |  | export | Paraguay | 225.2505 | -225.2505 | prm15_wcost_re5_c2p1_co2_cut90p_tn | 90%Cut,Full | import | Paraguay | 0.64919 | 0.64919 | prm15_wcost_re5_c2p1_co2_cut90p_tn | 90%Cut,Full
Brazil-Paraguay | 175.9896 | prm15_wcost_re7_c2p1_tn | NoCut,Full |  |  |  | export | Paraguay | 229.0546 | -229.0546 | prm15_wcost_re15_c2p1_co2_cut90p_tn | 90%Cut,Full | import | Paraguay | 0.38491 | 0.38491 | prm15_wcost_re15_c2p1_co2_cut90p_tn | 90%Cut,Full
Argentina-Paraguay | 2.8518 | prm15_wcost_re16_c2p1_tn | NoCut,Full |  |  |  | export | Paraguay | 227.4344 | -227.4344 | prm15_wcost_re8_c2p1_co2_cut90p_tn | 90%Cut,Full | import | Paraguay | 0.99214 | 0.99214 | prm15_wcost_re8_c2p1_co2_cut90p_tn | 90%Cut,Full
Brazil-Uruguay | 18.3689 | prm15_wcost_re10_c2p1_co2_cut90p_tn | 90%Cut,Full |  |  |  | export | Paraguay | 225.1949 | -225.1949 | prm15_wcost_re18_c2p1_co2_cut90p_tn | 90%Cut,Full | import | Paraguay | 0.69698 | 0.69698 | prm15_wcost_re18_c2p1_co2_cut90p_tn | 90%Cut,Full
Argentina-Uruguay | 17.2981 | prm15_wcost_re19_c2p1_co2_cut90p_tn | 90%Cut,Full |  |  |  | export | Paraguay | 209.6547 | -209.6547 | prm15_wcost_re6_c2p1_co2_cut90p_tn | 90%Cut,Full | import | Paraguay | 0.90677 | 0.90677 | prm15_wcost_re6_c2p1_co2_cut90p_tn | 90%Cut,Full
Argentina-Uruguay | 12.3543 | prm15_wcost_re1_c2p1_co2_cut90p_tn | 90%Cut,Full |  |  |  | export | Paraguay | 223.9724 | -223.9724 | prm15_wcost_re16_c2p1_co2_cut90p_tn | 90%Cut,Full | import | Paraguay | 0.46956 | 0.46956 | prm15_wcost_re16_c2p1_co2_cut90p_tn | 90%Cut,Full
Argentina-Uruguay | 16.7184 | prm15_wcost_re18_c2p1_co2_cut90p_tn | 90%Cut,Full |  |  |  | export | Paraguay | 216.133 | -216.133 | prm15_wcost_re7_c2p1_co2_cut90p_tn | 90%Cut,Full | import | Paraguay | 0.8556 | 0.8556 | prm15_wcost_re7_c2p1_co2_cut90p_tn | 90%Cut,Full
Brazil-Uruguay | 19.8808 | prm15_wcost_re13_c2p1_co2_cut90p_tn | 90%Cut,Full |  |  |  | export | Paraguay | 227.5629 | -227.5629 | prm15_wcost_re17_c2p1_co2_cut90p_tn | 90%Cut,Full | import | Paraguay | 0.42472 | 0.42472 | prm15_wcost_re17_c2p1_co2_cut90p_tn | 90%Cut,Full
Argentina-Uruguay | 12.3263 | prm15_wcost_re2_c2p1_co2_cut90p_tn | 90%Cut,Full |  |  |  | export | Paraguay | 226.9389 | -226.9389 | prm15_wcost_re9_c2p1_co2_cut90p_tn | 90%Cut,Full | import | Paraguay | 0.92731 | 0.92731 | prm15_wcost_re9_c2p1_co2_cut90p_tn | 90%Cut,Full
Argentina-Uruguay | 13.9733 | prm15_wcost_re17_c2p1_co2_cut90p_tn | 90%Cut,Full |  |  |  | export | Paraguay | 231.7313 | -231.7313 | prm15_wcost_re19_c2p1_co2_cut90p_tn | 90%Cut,Full | import | Paraguay | 0.56377 | 0.56377 | prm15_wcost_re19_c2p1_co2_cut90p_tn | 90%Cut,Full
Argentina-Uruguay | 14.5077 | prm15_wcost_re15_c2p1_co2_cut90p_tn | 90%Cut,Full |  |  |  | export | Paraguay | 229.7387 | -229.7387 | prm15_wcost_re12_c2p1_co2_cut90p_tn | 90%Cut,Full | import | Paraguay | 0.35996 | 0.35996 | prm15_wcost_re12_c2p1_co2_cut90p_tn | 90%Cut,Full
Brazil-Uruguay | 16.9261 | prm15_wcost_re11_c2p1_co2_cut90p_tn | 90%Cut,Full |  |  |  | export | Chile | 7.5043 | -7.5043 | prm15_wcost_re15_c2p1_co2_cut90p_tn | 90%Cut,Full | import | Chile | 169.9838 | 169.9838 | prm15_wcost_re15_c2p1_co2_cut90p_tn | 90%Cut,Full
Argentina-Uruguay | 11.8086 | prm15_wcost_re20_c2p1_co2_cut90p_tn | 90%Cut,Full |  |  |  | export | Chile | 46.9799 | -46.9799 | prm15_wcost_re8_c2p1_co2_cut90p_tn | 90%Cut,Full | import | Chile | 101.7607 | 101.7607 | prm15_wcost_re8_c2p1_co2_cut90p_tn | 90%Cut,Full
Argentina-Uruguay | 18.2669 | prm15_wcost_re13_c2p1_co2_cut90p_tn | 90%Cut,Full |  |  |  | export | Chile | 11.4183 | -11.4183 | prm15_wcost_re18_c2p1_co2_cut90p_tn | 90%Cut,Full | import | Chile | 171.5677 | 171.5677 | prm15_wcost_re18_c2p1_co2_cut90p_tn | 90%Cut,Full
Brazil-Uruguay | 18.4893 | prm15_wcost_re12_c2p1_co2_cut90p_tn | 90%Cut,Full |  |  |  | export | Uruguay | 6.8005 | -6.8005 | prm15_wcost_re1_c2p1_co2_cut90p_tn | 90%Cut,Full | import | Uruguay | 12.2044 | 12.2044 | prm15_wcost_re1_c2p1_co2_cut90p_tn | 90%Cut,Full
Argentina-Uruguay | 12.8588 | prm15_wcost_re3_c2p1_co2_cut90p_tn | 90%Cut,Full |  |  |  | export | Uruguay | 4.2187 | -4.2187 | prm15_wcost_re11_c2p1_co2_cut90p_tn | 90%Cut,Full | import | Uruguay | 12.4101 | 12.4101 | prm15_wcost_re11_c2p1_co2_cut90p_tn | 90%Cut,Full
Argentina-Uruguay | 11.7333 | prm15_wcost_re16_c2p1_co2_cut90p_tn | 90%Cut,Full |  |  |  | export | Uruguay | 7.1417 | -7.1417 | prm15_wcost_re2_c2p1_co2_cut90p_tn | 90%Cut,Full | import | Uruguay | 11.4647 | 11.4647 | prm15_wcost_re2_c2p1_co2_cut90p_tn | 90%Cut,Full
Argentina-Uruguay | 12.8062 | prm15_wcost_re10_c2p1_co2_cut90p_tn | 90%Cut,Full |  |  |  | export | Uruguay | 5.8157 | -5.8157 | prm15_wcost_re12_c2p1_co2_cut90p_tn | 90%Cut,Full | import | Uruguay | 12.1753 | 12.1753 | prm15_wcost_re12_c2p1_co2_cut90p_tn | 90%Cut,Full
Argentina-Uruguay | 15.1498 | prm15_wcost_re14_c2p1_co2_cut90p_tn | 90%Cut,Full |  |  |  | export | Uruguay | 7.2112 | -7.2112 | prm15_wcost_re4_c2p1_co2_cut90p_tn | 90%Cut,Full | import | Uruguay | 11.6044 | 11.6044 | prm15_wcost_re4_c2p1_co2_cut90p_tn | 90%Cut,Full
Argentina-Uruguay | 12.3483 | prm15_wcost_re7_c2p1_co2_cut90p_tn | 90%Cut,Full |  |  |  | export | Uruguay | 5.8363 | -5.8363 | prm15_wcost_re14_c2p1_co2_cut90p_tn | 90%Cut,Full | import | Uruguay | 12.1369 | 12.1369 | prm15_wcost_re14_c2p1_co2_cut90p_tn | 90%Cut,Full
Argentina-Uruguay | 15.0515 | prm15_wcost_re16_c2p1_tn | NoCut,Full |  |  |  | export | Uruguay | 7.2991 | -7.2991 | prm15_wcost_re5_c2p1_co2_cut90p_tn | 90%Cut,Full | import | Uruguay | 11.3306 | 11.3306 | prm15_wcost_re5_c2p1_co2_cut90p_tn | 90%Cut,Full
Brazil-Uruguay | 18.9217 | prm15_wcost_re2_c2p1_co2_cut90p_tn | 90%Cut,Full |  |  |  | export | Uruguay | 5.8855 | -5.8855 | prm15_wcost_re15_c2p1_co2_cut90p_tn | 90%Cut,Full | import | Uruguay | 12.2877 | 12.2877 | prm15_wcost_re15_c2p1_co2_cut90p_tn | 90%Cut,Full
Argentina-Uruguay | 62.4805 | prm15_wcost_re19_c2p1_tn | NoCut,Full |  |  |  | export | Uruguay | 7.4547 | -7.4547 | prm15_wcost_re8_c2p1_co2_cut90p_tn | 90%Cut,Full | import | Uruguay | 11.8039 | 11.8039 | prm15_wcost_re8_c2p1_co2_cut90p_tn | 90%Cut,Full
Brazil-Uruguay | 16.2018 | prm15_wcost_re18_c2p1_tn | NoCut,Full |  |  |  | export | Uruguay | 3.0545 | -3.0545 | prm15_wcost_re18_c2p1_co2_cut90p_tn | 90%Cut,Full | import | Uruguay | 14.6727 | 14.6727 | prm15_wcost_re18_c2p1_co2_cut90p_tn | 90%Cut,Full
Brazil-Uruguay | 17.3805 | prm15_wcost_re8_c2p1_tn | NoCut,Full |  |  |  | export | Uruguay | 6.9385 | -6.9385 | prm15_wcost_re6_c2p1_co2_cut90p_tn | 90%Cut,Full | import | Uruguay | 11.8164 | 11.8164 | prm15_wcost_re6_c2p1_co2_cut90p_tn | 90%Cut,Full
Brazil-Uruguay | 16.7243 | prm15_wcost_re7_c2p1_tn | NoCut,Full |  |  |  | export | Uruguay | 6.9489 | -6.9489 | prm15_wcost_re16_c2p1_co2_cut90p_tn | 90%Cut,Full | import | Uruguay | 10.8903 | 10.8903 | prm15_wcost_re16_c2p1_co2_cut90p_tn | 90%Cut,Full
Brazil-Uruguay | 16.7433 | prm15_wcost_re6_c2p1_tn | NoCut,Full |  |  |  | export | Uruguay | 6.9744 | -6.9744 | prm15_wcost_re7_c2p1_co2_cut90p_tn | 90%Cut,Full | import | Uruguay | 11.6822 | 11.6822 | prm15_wcost_re7_c2p1_co2_cut90p_tn | 90%Cut,Full
Brazil-Uruguay | 16.8865 | prm15_wcost_re5_c2p1_tn | NoCut,Full |  |  |  | export | Uruguay | 6.3328 | -6.3328 | prm15_wcost_re17_c2p1_co2_cut90p_tn | 90%Cut,Full | import | Uruguay | 11.7459 | 11.7459 | prm15_wcost_re17_c2p1_co2_cut90p_tn | 90%Cut,Full
Brazil-Uruguay | 17.2663 | prm15_wcost_re4_c2p1_tn | NoCut,Full |  |  |  | export | Uruguay | 5.5202 | -5.5202 | prm15_wcost_re9_c2p1_co2_cut90p_tn | 90%Cut,Full | import | Uruguay | 12.8481 | 12.8481 | prm15_wcost_re9_c2p1_co2_cut90p_tn | 90%Cut,Full
Brazil-Uruguay | 17.2218 | prm15_wcost_re3_c2p1_tn | NoCut,Full |  |  |  | export | Uruguay | 5.0183 | -5.0183 | prm15_wcost_re19_c2p1_co2_cut90p_tn | 90%Cut,Full | import | Uruguay | 14.1509 | 14.1509 | prm15_wcost_re19_c2p1_co2_cut90p_tn | 90%Cut,Full
Brazil-Uruguay | 17.1184 | prm15_wcost_re2_c2p1_tn | NoCut,Full |  |  |  | export | Uruguay | 6.5308 | -6.5308 | prm15_wcost_re10_c2p1_co2_cut90p_tn | 90%Cut,Full | import | Uruguay | 12.636 | 12.636 | prm15_wcost_re10_c2p1_co2_cut90p_tn | 90%Cut,Full
Brazil-Uruguay | 17.0881 | prm15_wcost_re20_c2p1_tn | NoCut,Full |  |  |  | export | Paraguay | 217.5063 | -217.5063 | prm15_wcost_re20_c2p1_co2_cut90p_tn | 90%Cut,Full | import | Paraguay | 0.61421 | 0.61421 | prm15_wcost_re20_c2p1_co2_cut90p_tn | 90%Cut,Full
Brazil-Uruguay | 16.8821 | prm15_wcost_re1_c2p1_tn | NoCut,Full |  |  |  | export | Brazil | 23.2798 | -23.2798 | prm15_wcost_re3_c2p1_co2_cut90p_tn | 90%Cut,Full | import | Brazil | 295.2056 | 295.2056 | prm15_wcost_re3_c2p1_co2_cut90p_tn | 90%Cut,Full
Brazil-Uruguay | 16.0741 | prm15_wcost_re19_c2p1_tn | NoCut,Full |  |  |  | export | Chile | 7.5181 | -7.5181 | prm15_wcost_re20_c2p1_co2_cut90p_tn | 90%Cut,Full | import | Chile | 157.8578 | 157.8578 | prm15_wcost_re20_c2p1_co2_cut90p_tn | 90%Cut,Full
Brazil-Uruguay | 16.2986 | prm15_wcost_re17_c2p1_tn | NoCut,Full |  |  |  | export | Chile | 47.9586 | -47.9586 | prm15_wcost_re10_c2p1_co2_cut90p_tn | 90%Cut,Full | import | Chile | 86.2679 | 86.2679 | prm15_wcost_re10_c2p1_co2_cut90p_tn | 90%Cut,Full
Brazil-Uruguay | 17.0771 | prm15_wcost_re16_c2p1_tn | NoCut,Full |  |  |  | export | Chile | 23.7417 | -23.7417 | prm15_wcost_re19_c2p1_co2_cut90p_tn | 90%Cut,Full | import | Chile | 167.6607 | 167.6607 | prm15_wcost_re19_c2p1_co2_cut90p_tn | 90%Cut,Full
Brazil-Uruguay | 15.9866 | prm15_wcost_re15_c2p1_tn | NoCut,Full |  |  |  | export | Chile | 38.8403 | -38.8403 | prm15_wcost_re9_c2p1_co2_cut90p_tn | 90%Cut,Full | import | Chile | 101.8089 | 101.8089 | prm15_wcost_re9_c2p1_co2_cut90p_tn | 90%Cut,Full
Brazil-Uruguay | 15.8052 | prm15_wcost_re14_c2p1_tn | NoCut,Full |  |  |  | export | Chile | 7.3569 | -7.3569 | prm15_wcost_re17_c2p1_co2_cut90p_tn | 90%Cut,Full | import | Chile | 167.0538 | 167.0538 | prm15_wcost_re17_c2p1_co2_cut90p_tn | 90%Cut,Full
Brazil-Uruguay | 16.3343 | prm15_wcost_re13_c2p1_tn | NoCut,Full |  |  |  | export | Chile | 37.2674 | -37.2674 | prm15_wcost_re7_c2p1_co2_cut90p_tn | 90%Cut,Full | import | Chile | 93.0774 | 93.0774 | prm15_wcost_re7_c2p1_co2_cut90p_tn | 90%Cut,Full
Brazil-Uruguay | 16.0675 | prm15_wcost_re12_c2p1_tn | NoCut,Full |  |  |  | export | Chile | 10.0994 | -10.0994 | prm15_wcost_re16_c2p1_co2_cut90p_tn | 90%Cut,Full | import | Chile | 153.7994 | 153.7994 | prm15_wcost_re16_c2p1_co2_cut90p_tn | 90%Cut,Full
Brazil-Uruguay | 17.1891 | prm15_wcost_re11_c2p1_tn | NoCut,Full |  |  |  | export | Chile | 45.583 | -45.583 | prm15_wcost_re6_c2p1_co2_cut90p_tn | 90%Cut,Full | import | Chile | 90.1535 | 90.1535 | prm15_wcost_re6_c2p1_co2_cut90p_tn | 90%Cut,Full
Brazil-Uruguay | 16.6 | prm15_wcost_re10_c2p1_tn | NoCut,Full |  |  |  | export | Uruguay | 5.1639 | -5.1639 | prm15_wcost_re3_c2p1_co2_cut90p_tn | 90%Cut,Full | import | Uruguay | 13.1936 | 13.1936 | prm15_wcost_re3_c2p1_co2_cut90p_tn | 90%Cut,Full
Argentina-Uruguay | 62.703 | prm15_wcost_re18_c2p1_tn | NoCut,Full |  |  |  | export | Argentina | 192.3072 | -192.3072 | prm15_wcost_re20_c2p1_co2_cut90p_tn | 90%Cut,Full | import | Argentina | 16.9087 | 16.9087 | prm15_wcost_re20_c2p1_co2_cut90p_tn | 90%Cut,Full
Argentina-Uruguay | 22.0258 | prm15_wcost_re15_c2p1_tn | NoCut,Full
Argentina-Uruguay | 13.4524 | prm15_wcost_re11_c2p1_tn | NoCut,Full
Argentina-Uruguay | 42.548 | prm15_wcost_re12_c2p1_tn | NoCut,Full
Argentina-Uruguay | 13.771 | prm15_wcost_re10_c2p1_tn | NoCut,Full
Argentina-Uruguay | 62.2775 | prm15_wcost_re13_c2p1_tn | NoCut,Full
Argentina-Uruguay | 51.188 | prm15_wcost_re14_c2p1_tn | NoCut,Full
Argentina-Uruguay | 13.824 | prm15_wcost_re1_c2p1_tn | NoCut,Full
Argentina-Uruguay | 13.3952 | prm15_wcost_re20_c2p1_tn | NoCut,Full
Argentina-Uruguay | 29.5081 | prm15_wcost_re2_c2p1_tn | NoCut,Full
Argentina-Uruguay | 55.302 | prm15_wcost_re3_c2p1_tn | NoCut,Full
Brazil-Uruguay | 18.6849 | prm15_wcost_re3_c2p1_co2_cut90p_tn | 90%Cut,Full
Argentina-Uruguay | 12.198 | prm15_wcost_re9_c2p1_co2_cut90p_tn | 90%Cut,Full
Brazil-Uruguay | 19.2514 | prm15_wcost_re4_c2p1_co2_cut90p_tn | 90%Cut,Full
Brazil-Uruguay | 18.6078 | prm15_wcost_re5_c2p1_co2_cut90p_tn | 90%Cut,Full
Argentina-Uruguay | 12.3416 | prm15_wcost_re6_c2p1_co2_cut90p_tn | 90%Cut,Full
Brazil-Uruguay | 18.9266 | prm15_wcost_re6_c2p1_co2_cut90p_tn | 90%Cut,Full
Brazil-Uruguay | 18.8155 | prm15_wcost_re7_c2p1_co2_cut90p_tn | 90%Cut,Full
Argentina-Uruguay | 12.348 | prm15_wcost_re8_c2p1_co2_cut90p_tn | 90%Cut,Full
Brazil-Uruguay | 19.0058 | prm15_wcost_re8_c2p1_co2_cut90p_tn | 90%Cut,Full
Brazil-Uruguay | 18.9757 | prm15_wcost_re9_c2p1_co2_cut90p_tn | 90%Cut,Full
Brazil-Uruguay | 17.1166 | prm15_wcost_re20_c2p1_co2_cut90p_tn | 90%Cut,Full
Argentina-Uruguay | 12.5149 | prm15_wcost_re4_c2p1_co2_cut90p_tn | 90%Cut,Full
Brazil-Uruguay | 18.9937 | prm15_wcost_re15_c2p1_co2_cut90p_tn | 90%Cut,Full
Brazil-Uruguay | 18.7618 | prm15_wcost_re14_c2p1_co2_cut90p_tn | 90%Cut,Full
Brazil-Uruguay | 17.1904 | prm15_wcost_re16_c2p1_co2_cut90p_tn | 90%Cut,Full
Brazil-Uruguay | 18.1036 | prm15_wcost_re18_c2p1_co2_cut90p_tn | 90%Cut,Full
Brazil-Uruguay | 19.0831 | prm15_wcost_re19_c2p1_co2_cut90p_tn | 90%Cut,Full
Brazil-Uruguay | 18.908 | prm15_wcost_re1_c2p1_co2_cut90p_tn | 90%Cut,Full
Argentina-Uruguay | 12.3037 | prm15_wcost_re5_c2p1_co2_cut90p_tn | 90%Cut,Full
Argentina-Uruguay | 11.6482 | prm15_wcost_re11_c2p1_co2_cut90p_tn | 90%Cut,Full
Brazil-Uruguay | 17.4052 | prm15_wcost_re9_c2p1_tn | NoCut,Full
Argentina-Uruguay | 20.6311 | prm15_wcost_re17_c2p1_tn | NoCut,Full
Argentina-Uruguay | 49.1144 | prm15_wcost_re9_c2p1_tn | NoCut,Full
Argentina-Uruguay | 49.0845 | prm15_wcost_re8_c2p1_tn | NoCut,Full
Argentina-Uruguay | 21.7867 | prm15_wcost_re7_c2p1_tn | NoCut,Full
Argentina-Uruguay | 14.8052 | prm15_wcost_re6_c2p1_tn | NoCut,Full
Argentina-Uruguay | 22.9569 | prm15_wcost_re5_c2p1_tn | NoCut,Full
Argentina-Uruguay | 41.6402 | prm15_wcost_re4_c2p1_tn | NoCut,Full
Brazil-Uruguay | 18.4001 | prm15_wcost_re17_c2p1_co2_cut90p_tn | 90%Cut,Full
Argentina-Uruguay | 14.6091 | prm15_wcost_re12_c2p1_co2_cut90p_tn | 90%Cut,Full

## Figure 5
load_zone | coord | IQRR_solar | IQRR_wind | IQRR_hydro | IQRR_fossil
Region-wide | Limited | 0.16778 | 0.45054 | 0.13075 | 1.3664
Region-wide | Full | 0.38445 | 0.53888 | 0.40781 | 1.2591
Argentina | Limited | 0.63853 | 0.86079 | 0.80047 | 0.90574
Argentina | Full | 0.96905 | 1.5979 | 0.3781 | 0.88352
Brazil | Limited | 0.12859 | 0.34672 | 0.62512 | 1.1454
Brazil | Full | 0.18654 | 0.23763 | 0.47568 | 0.23291
Chile | Limited | 0.38363 | inf | 0.15474 | 0.96483
Chile | Full | 0.49418 | 0 | 0.4164 | 2.1633
Paraguay | Limited | 0.14892 | 0.23851 | 0.1842 | 0.081843
Paraguay | Full | 0.26775 | 0.18023 | 1.4333 | 1.4333
Uruguay | Limited | 0.40879 | 0.11957 | 0.29674 | 0.10438
Uruguay | Full | 0.25836 | 0.129 | 0.13283 | 0.085883

## Table 1
Scenario Group | Level of Coordination | Emissions Policy | Solar PV Characteristics | Wind Turbine Characteristics
1 | Limited Coordination | Reference (No CO2 Target) | 1-axis tracking | Turbines T1-T10
2 | Limited Coordination | Reference (No CO2 Target) | Fixed | Turbines T1-T10
3 | Limited Coordination | Mitigation (90% CO2 Cut) | 1-axis tracking | Turbines T1-T10
4 | Limited Coordination | Mitigation (90% CO2 Cut) | Fixed | Turbines T1-T10
5 | Full Coordination | Reference (No CO2 Target) | 1-axis tracking | Turbines T1-T10
6 | Full Coordination | Reference (No CO2 Target) | Fixed | Turbines T1-T10
7 | Full Coordination | Mitigation (90% CO2 Cut) | 1-axis tracking | Turbines T1-T10
8 | Full Coordination | Mitigation (90% CO2 Cut) | Fixed | Turbines T1-T10

## Supp. Figure 1
scs | period | load_zone | Battery_new | Biomass_new | Fossil_new | Geothermal_new | Hydro_new | Nuclear_new | Solar_new | Wind_new | emis_policy | exist_trd | op_char | fixed_pv | pol
prm15_wcost_re1_c2p1_t1 | 2050 | Argentina | 0 | 0 | 50.0439 | 0 | 2.11 | 0 | 5.0899 | 8.991 | 0 | 1 | 1 | 0 | NoCut,Lim
prm15_wcost_re18_c2p1_t1 | 2050 | Chile | 0 | 0 | 19.4098 | 0 | 0.575 | 0 | 0 | 0 | 0 | 1 | 18 | 1 | NoCut,Lim
prm15_wcost_re18_c2p1_t1 | 2050 | Brazil | 0 | 0 | 80.725 | 0 | 54.489 | 0 | 109.5835 | 49.41 | 0 | 1 | 18 | 1 | NoCut,Lim
prm15_wcost_re18_c2p1_t1 | 2050 | Argentina | 0 | 0 | 58.5904 | 0 | 2.11 | 0 | 1.3618 | 1.452 | 0 | 1 | 18 | 1 | NoCut,Lim
prm15_wcost_re17_c2p1_t1 | 2050 | Uruguay | 0.12501 | 0 | 0 | 0 | 0 | 0 | 3.006 | 7.5628 | 0 | 1 | 17 | 1 | NoCut,Lim
prm15_wcost_re17_c2p1_t1 | 2050 | Paraguay | 2.4503 | 0 | 4.4156 | 0 | 0 | 0 | 2.5779 | 0.14452 | 0 | 1 | 17 | 1 | NoCut,Lim
prm15_wcost_re17_c2p1_t1 | 2050 | Chile | 0 | 0 | 19.4098 | 0 | 0.575 | 0 | 0 | 0 | 0 | 1 | 17 | 1 | NoCut,Lim
prm15_wcost_re17_c2p1_t1 | 2050 | Brazil | 0 | 0 | 62.9051 | 0 | 54.489 | 0 | 80.8455 | 81.609 | 0 | 1 | 17 | 1 | NoCut,Lim
prm15_wcost_re17_c2p1_t1 | 2050 | Argentina | 0 | 0 | 72.126 | 0 | 2.11 | 0 | 0 | 5.9212 | 0 | 1 | 17 | 1 | NoCut,Lim
prm15_wcost_re16_c2p1_t1 | 2050 | Uruguay | 0.098033 | 0 | 0 | 0 | 0 | 0 | 2.7487 | 7.3292 | 0 | 1 | 16 | 1 | NoCut,Lim
prm15_wcost_re16_c2p1_t1 | 2050 | Paraguay | 3.4206 | 0 | 3.1918 | 0 | 0 | 0 | 3.7005 | 1.8407 | 0 | 1 | 16 | 1 | NoCut,Lim
prm15_wcost_re16_c2p1_t1 | 2050 | Chile | 0 | 0 | 19.8473 | 0 | 0.575 | 0 | 0 | 0 | 0 | 1 | 16 | 1 | NoCut,Lim
prm15_wcost_re16_c2p1_t1 | 2050 | Brazil | 0 | 0 | 62.8203 | 0 | 50.905 | 0 | 54.0415 | 95.5827 | 0 | 1 | 16 | 1 | NoCut,Lim
prm15_wcost_re18_c2p1_t1 | 2050 | Paraguay | 2.3623 | 0 | 4.5207 | 0 | 0 | 0 | 2.4886 | 0 | 0 | 1 | 18 | 1 | NoCut,Lim
prm15_wcost_re16_c2p1_t1 | 2050 | Argentina | 0 | 0 | 73.4087 | 0 | 2.11 | 0 | 0 | 8.3181 | 0 | 1 | 16 | 1 | NoCut,Lim
prm15_wcost_re15_c2p1_t1 | 2050 | Paraguay | 2.4508 | 0 | 4.417 | 0 | 0 | 0 | 2.5766 | 0.14436 | 0 | 1 | 15 | 1 | NoCut,Lim
prm15_wcost_re15_c2p1_t1 | 2050 | Chile | 0 | 0 | 20.4802 | 0 | 0.575 | 0 | 0 | 0 | 0 | 1 | 15 | 1 | NoCut,Lim
prm15_wcost_re15_c2p1_t1 | 2050 | Brazil | 0 | 0 | 69.0838 | 0 | 54.489 | 0 | 82.6265 | 72.177 | 0 | 1 | 15 | 1 | NoCut,Lim
prm15_wcost_re15_c2p1_t1 | 2050 | Argentina | 0 | 0 | 66.0462 | 0 | 2.11 | 0 | 0 | 5.9315 | 0 | 1 | 15 | 1 | NoCut,Lim
prm15_wcost_re14_c2p1_t1 | 2050 | Uruguay | 3.6736e-06 | 0 | 0.66669 | 0 | 0 | 0 | 3.3686 | 7.5695 | 0 | 1 | 14 | 1 | NoCut,Lim
prm15_wcost_re14_c2p1_t1 | 2050 | Paraguay | 2.3623 | 0 | 4.5207 | 0 | 0 | 0 | 2.4886 | 0 | 0 | 1 | 14 | 1 | NoCut,Lim
prm15_wcost_re14_c2p1_t1 | 2050 | Chile | 0 | 0 | 22.8878 | 0 | 0.575 | 0 | 0 | 0 | 0 | 1 | 14 | 1 | NoCut,Lim
prm15_wcost_re14_c2p1_t1 | 2050 | Brazil | 0 | 0 | 69.8861 | 0 | 54.489 | 0 | 98.2613 | 64.1723 | 0 | 1 | 14 | 1 | NoCut,Lim
prm15_wcost_re14_c2p1_t1 | 2050 | Argentina | 0 | 0 | 63.3241 | 0 | 2.11 | 0 | 0.5019 | 5.769 | 0 | 1 | 14 | 1 | NoCut,Lim
prm15_wcost_re13_c2p1_t1 | 2050 | Uruguay | 0.10797 | 0 | 5.53 | 0 | 0 | 0 | 3.9576 | 7.7099 | 0 | 1 | 13 | 1 | NoCut,Lim
prm15_wcost_re13_c2p1_t1 | 2050 | Paraguay | 2.3623 | 0 | 4.5207 | 0 | 0 | 0 | 2.4886 | 0 | 0 | 1 | 13 | 1 | NoCut,Lim
prm15_wcost_re13_c2p1_t1 | 2050 | Chile | 0 | 0 | 20.0861 | 0 | 0.575 | 0 | 0 | 0 | 0 | 1 | 13 | 1 | NoCut,Lim
prm15_wcost_re15_c2p1_t1 | 2050 | Uruguay | 0.12484 | 0 | 0 | 0 | 0 | 0 | 3.0678 | 7.6164 | 0 | 1 | 15 | 1 | NoCut,Lim
prm15_wcost_re18_c2p1_t1 | 2050 | Uruguay | 0.020007 | 0 | 0.38582 | 0 | 0 | 0 | 3.6285 | 7.718 | 0 | 1 | 18 | 1 | NoCut,Lim
prm15_wcost_re19_c2p1_t1 | 2050 | Argentina | 0 | 0 | 57.2085 | 0 | 2.11 | 0 | 1.8683 | 1.4917 | 0 | 1 | 19 | 1 | NoCut,Lim
prm15_wcost_re19_c2p1_t1 | 2050 | Brazil | 0 | 0 | 80.725 | 0 | 54.489 | 0 | 109.5835 | 47.649 | 0 | 1 | 19 | 1 | NoCut,Lim
prm15_wcost_re9_c2p1_t1 | 2050 | Region-wide | 4.2654 | 0 | 163.4831 | 0 | 57.174 | 0 | 152.9252 | 44.7033 | 0 | 1 | 9 | 0 | NoCut,Lim
prm15_wcost_re10_c2p1_t1 | 2050 | Region-wide | 3.4038 | 0 | 160.4282 | 0 | 53.27 | 0 | 128.5172 | 107.268 | 0 | 1 | 10 | 0 | NoCut,Lim
prm15_wcost_re11_c2p1_t1 | 2050 | Region-wide | 3.3664 | 0 | 158.4637 | 0 | 53.32 | 0 | 30.0538 | 122.8836 | 0 | 1 | 11 | 1 | NoCut,Lim
prm15_wcost_re12_c2p1_t1 | 2050 | Region-wide | 2.5699 | 0 | 160.8972 | 0 | 57.174 | 0 | 95.272 | 78.9548 | 0 | 1 | 12 | 1 | NoCut,Lim
prm15_wcost_re13_c2p1_t1 | 2050 | Region-wide | 2.4702 | 0 | 164.5113 | 0 | 57.174 | 0 | 122.8048 | 50.8396 | 0 | 1 | 13 | 1 | NoCut,Lim
prm15_wcost_re14_c2p1_t1 | 2050 | Region-wide | 2.3623 | 0 | 161.2854 | 0 | 57.174 | 0 | 104.6204 | 77.5108 | 0 | 1 | 14 | 1 | NoCut,Lim
prm15_wcost_re15_c2p1_t1 | 2050 | Region-wide | 2.5757 | 0 | 160.0272 | 0 | 57.174 | 0 | 88.2709 | 85.8692 | 0 | 1 | 15 | 1 | NoCut,Lim
prm15_wcost_re16_c2p1_t1 | 2050 | Region-wide | 3.5187 | 0 | 159.268 | 0 | 53.59 | 0 | 60.4907 | 113.0706 | 0 | 1 | 16 | 1 | NoCut,Lim
prm15_wcost_re17_c2p1_t1 | 2050 | Region-wide | 2.5754 | 0 | 158.8565 | 0 | 57.174 | 0 | 86.4294 | 95.2376 | 0 | 1 | 17 | 1 | NoCut,Lim
prm15_wcost_re18_c2p1_t1 | 2050 | Region-wide | 2.3823 | 0 | 163.6317 | 0 | 57.174 | 0 | 117.0625 | 58.58 | 0 | 1 | 18 | 1 | NoCut,Lim
prm15_wcost_re19_c2p1_t1 | 2050 | Region-wide | 2.4115 | 0 | 163.8343 | 0 | 57.174 | 0 | 117.7935 | 56.725 | 0 | 1 | 19 | 1 | NoCut,Lim
prm15_wcost_re1_c2p1_t1 | 2050 | Region-wide | 3.5962 | 0 | 161.3766 | 0 | 53.32 | 0 | 134.2638 | 97.7417 | 0 | 1 | 1 | 0 | NoCut,Lim
prm15_wcost_re20_c2p1_t1 | 2050 | Region-wide | 3.2145 | 0 | 156.7359 | 0 | 53.32 | 0 | 24.1884 | 137.9212 | 0 | 1 | 20 | 1 | NoCut,Lim
prm15_wcost_re2_c2p1_t1 | 2050 | Region-wide | 4.1633 | 0 | 165.6048 | 0 | 53.59 | 0 | 150.0933 | 57.2191 | 0 | 1 | 2 | 0 | NoCut,Lim
prm15_wcost_re3_c2p1_t1 | 2050 | Region-wide | 4.3397 | 0 | 164.648 | 0 | 57.174 | 0 | 153.1981 | 34.7909 | 0 | 1 | 3 | 0 | NoCut,Lim
prm15_wcost_re5_c2p1_t1 | 2050 | Region-wide | 4.0745 | 0 | 165.605 | 0 | 53.59 | 0 | 145.7633 | 57.9285 | 0 | 1 | 5 | 0 | NoCut,Lim
prm15_wcost_re6_c2p1_t1 | 2050 | Region-wide | 3.5932 | 0 | 163.5253 | 0 | 53.32 | 0 | 137.8844 | 80.5756 | 0 | 1 | 6 | 0 | NoCut,Lim
prm15_wcost_re7_c2p1_t1 | 2050 | Region-wide | 3.9552 | 0 | 165.102 | 0 | 53.59 | 0 | 144.1106 | 62.9071 | 0 | 1 | 7 | 0 | NoCut,Lim
prm15_wcost_re8_c2p1_t1 | 2050 | Region-wide | 4.2161 | 0 | 163.4599 | 0 | 57.174 | 0 | 152.7229 | 45.2838 | 0 | 1 | 8 | 0 | NoCut,Lim
prm15_wcost_re20_c2p1_t1 | 2050 | Uruguay | 0.042129 | 0 | 0 | 0 | 0 | 0 | 2.4637 | 7.1839 | 0 | 1 | 20 | 1 | NoCut,Lim
prm15_wcost_re20_c2p1_t1 | 2050 | Paraguay | 3.1724 | 0 | 3.2363 | 0 | 0 | 0 | 3.5633 | 1.8403 | 0 | 1 | 20 | 1 | NoCut,Lim
prm15_wcost_re20_c2p1_t1 | 2050 | Chile | 0 | 0 | 20.9318 | 0 | 0.575 | 0 | 0 | 0 | 0 | 1 | 20 | 1 | NoCut,Lim
prm15_wcost_re20_c2p1_t1 | 2050 | Brazil | 0 | 0 | 62.6 | 0 | 50.635 | 0 | 18.1614 | 116.1469 | 0 | 1 | 20 | 1 | NoCut,Lim
prm15_wcost_re20_c2p1_t1 | 2050 | Argentina | 0 | 0 | 69.9677 | 0 | 2.11 | 0 | 0 | 12.75 | 0 | 1 | 20 | 1 | NoCut,Lim
prm15_wcost_re19_c2p1_t1 | 2050 | Uruguay | 0.04928 | 0 | 0 | 0 | 0 | 0 | 3.8531 | 7.5842 | 0 | 1 | 19 | 1 | NoCut,Lim
prm15_wcost_re19_c2p1_t1 | 2050 | Paraguay | 2.3623 | 0 | 4.5207 | 0 | 0 | 0 | 2.4886 | 0 | 0 | 1 | 19 | 1 | NoCut,Lim
prm15_wcost_re19_c2p1_t1 | 2050 | Chile | 0 | 0 | 21.3801 | 0 | 0.575 | 0 | 0 | 0 | 0 | 1 | 19 | 1 | NoCut,Lim
prm15_wcost_re13_c2p1_t1 | 2050 | Brazil | 0 | 0 | 80.725 | 0 | 54.489 | 0 | 114.4798 | 42.5447 | 0 | 1 | 13 | 1 | NoCut,Lim
prm15_wcost_re13_c2p1_t1 | 2050 | Argentina | 0 | 0 | 53.6495 | 0 | 2.11 | 0 | 1.8788 | 0.585 | 0 | 1 | 13 | 1 | NoCut,Lim
prm15_wcost_re4_c2p1_t1 | 2050 | Region-wide | 4.1599 | 0 | 162.4394 | 0 | 57.174 | 0 | 151.7505 | 53.8973 | 0 | 1 | 4 | 0 | NoCut,Lim
prm15_wcost_re12_c2p1_t1 | 2050 | Paraguay | 2.4344 | 0 | 4.4357 | 0 | 0 | 0 | 2.571 | 0.11498 | 0 | 1 | 12 | 1 | NoCut,Lim
prm15_wcost_re6_c2p1_t1 | 2050 | Brazil | 0 | 0 | 51.4639 | 0 | 50.635 | 0 | 118.1068 | 68.85 | 0 | 1 | 6 | 0 | NoCut,Lim
prm15_wcost_re6_c2p1_t1 | 2050 | Argentina | 0 | 0 | 73.4243 | 0 | 2.11 | 0 | 6.013 | 3.258 | 0 | 1 | 6 | 0 | NoCut,Lim
prm15_wcost_re5_c2p1_t1 | 2050 | Uruguay | 0.079019 | 0 | 5.53 | 0 | 0 | 0 | 3.7549 | 6.6486 | 0 | 1 | 5 | 0 | NoCut,Lim
prm15_wcost_re5_c2p1_t1 | 2050 | Paraguay | 3.9954 | 0 | 3.1235 | 0 | 0 | 0 | 6.0602 | 0.048831 | 0 | 1 | 5 | 0 | NoCut,Lim
prm15_wcost_re5_c2p1_t1 | 2050 | Chile | 0 | 0 | 18.5796 | 0 | 0.575 | 0 | 6.5669 | 0 | 0 | 1 | 5 | 0 | NoCut,Lim
prm15_wcost_re5_c2p1_t1 | 2050 | Brazil | 0 | 0 | 62.6213 | 0 | 50.905 | 0 | 122.9068 | 51.231 | 0 | 1 | 5 | 0 | NoCut,Lim
prm15_wcost_re5_c2p1_t1 | 2050 | Argentina | 0 | 0 | 75.7505 | 0 | 2.11 | 0 | 6.4745 | 0 | 0 | 1 | 5 | 0 | NoCut,Lim
prm15_wcost_re4_c2p1_t1 | 2050 | Paraguay | 4.0175 | 0 | 3.1215 | 0 | 0 | 0 | 6.1465 | 0 | 0 | 1 | 4 | 0 | NoCut,Lim
prm15_wcost_re4_c2p1_t1 | 2050 | Chile | 0 | 0 | 34.58 | 0 | 0.575 | 0 | 6.5669 | 0 | 0 | 1 | 4 | 0 | NoCut,Lim
prm15_wcost_re4_c2p1_t1 | 2050 | Brazil | 0 | 0 | 75.9289 | 0 | 54.489 | 0 | 127.7857 | 47.2751 | 0 | 1 | 4 | 0 | NoCut,Lim
prm15_wcost_re4_c2p1_t1 | 2050 | Argentina | 0 | 0 | 43.8753 | 0 | 2.11 | 0 | 7.1343 | 0 | 0 | 1 | 4 | 0 | NoCut,Lim
prm15_wcost_re3_c2p1_t1 | 2050 | Uruguay | 0.32211 | 0 | 0.3198 | 0 | 0 | 0 | 4.6207 | 6.2039 | 0 | 1 | 3 | 0 | NoCut,Lim
prm15_wcost_re6_c2p1_t1 | 2050 | Chile | 0 | 0 | 30.2688 | 0 | 0.575 | 0 | 6.5669 | 0 | 0 | 1 | 6 | 0 | NoCut,Lim
prm15_wcost_re3_c2p1_t1 | 2050 | Paraguay | 4.0175 | 0 | 3.1215 | 0 | 0 | 0 | 6.1465 | 0 | 0 | 1 | 3 | 0 | NoCut,Lim
prm15_wcost_re3_c2p1_t1 | 2050 | Brazil | 0 | 0 | 76.8156 | 0 | 54.489 | 0 | 128.7297 | 28.587 | 0 | 1 | 3 | 0 | NoCut,Lim
prm15_wcost_re3_c2p1_t1 | 2050 | Argentina | 0 | 0 | 67.2011 | 0 | 2.11 | 0 | 7.1343 | 0 | 0 | 1 | 3 | 0 | NoCut,Lim
prm15_wcost_re2_c2p1_t1 | 2050 | Uruguay | 0.14578 | 0 | 5.53 | 0 | 0 | 0 | 4.0087 | 6.5761 | 0 | 1 | 2 | 0 | NoCut,Lim
prm15_wcost_re2_c2p1_t1 | 2050 | Paraguay | 4.0175 | 0 | 3.1215 | 0 | 0 | 0 | 6.1465 | 0 | 0 | 1 | 2 | 0 | NoCut,Lim
prm15_wcost_re2_c2p1_t1 | 2050 | Chile | 0 | 0 | 34.58 | 0 | 0.575 | 0 | 6.5669 | 0 | 0 | 1 | 2 | 0 | NoCut,Lim
prm15_wcost_re2_c2p1_t1 | 2050 | Brazil | 0 | 0 | 60.4786 | 0 | 50.905 | 0 | 126.3592 | 50.643 | 0 | 1 | 2 | 0 | NoCut,Lim
prm15_wcost_re2_c2p1_t1 | 2050 | Argentina | 0 | 0 | 61.8948 | 0 | 2.11 | 0 | 7.012 | 0 | 0 | 1 | 2 | 0 | NoCut,Lim
prm15_wcost_re1_c2p1_t1 | 2050 | Uruguay | 0.044283 | 0 | 5.53 | 0 | 0 | 0 | 3.1726 | 6.6347 | 0 | 1 | 1 | 0 | NoCut,Lim
prm15_wcost_re1_c2p1_t1 | 2050 | Brazil | 0 | 0 | 68.3122 | 0 | 50.635 | 0 | 115.5618 | 80.235 | 0 | 1 | 1 | 0 | NoCut,Lim
prm15_wcost_re1_c2p1_t1 | 2050 | Paraguay | 3.552 | 0 | 2.9104 | 0 | 0 | 0 | 3.8726 | 1.881 | 0 | 1 | 1 | 0 | NoCut,Lim
prm15_wcost_re1_c2p1_t1 | 2050 | Chile | 0 | 0 | 34.58 | 0 | 0.575 | 0 | 6.5669 | 0 | 0 | 1 | 1 | 0 | NoCut,Lim
prm15_wcost_re12_c2p1_t1 | 2050 | Uruguay | 0.13549 | 0 | 0.14845 | 0 | 0 | 0 | 3.3515 | 7.6514 | 0 | 1 | 12 | 1 | NoCut,Lim
prm15_wcost_re3_c2p1_t1 | 2050 | Chile | 0 | 0 | 17.19 | 0 | 0.575 | 0 | 6.5669 | 0 | 0 | 1 | 3 | 0 | NoCut,Lim
prm15_wcost_re6_c2p1_t1 | 2050 | Paraguay | 3.5406 | 0 | 2.8383 | 0 | 0 | 0 | 3.8416 | 1.8094 | 0 | 1 | 6 | 0 | NoCut,Lim
prm15_wcost_re4_c2p1_t1 | 2050 | Uruguay | 0.14239 | 0 | 4.9337 | 0 | 0 | 0 | 4.1171 | 6.6222 | 0 | 1 | 4 | 0 | NoCut,Lim
prm15_wcost_re7_c2p1_t1 | 2050 | Argentina | 0 | 0 | 65.7528 | 0 | 2.11 | 0 | 6.2128 | 0 | 0 | 1 | 7 | 0 | NoCut,Lim
prm15_wcost_re10_c2p1_t1 | 2050 | Paraguay | 3.4038 | 0 | 2.9547 | 0 | 0 | 0 | 3.5549 | 1.9404 | 0 | 1 | 10 | 0 | NoCut,Lim
prm15_wcost_re10_c2p1_t1 | 2050 | Chile | 0 | 0 | 34.58 | 0 | 0.575 | 0 | 6.5666 | 0 | 0 | 1 | 10 | 0 | NoCut,Lim
prm15_wcost_re11_c2p1_t1 | 2050 | Brazil | 0 | 0 | 72.154 | 0 | 50.635 | 0 | 23.8359 | 105.852 | 0 | 1 | 11 | 1 | NoCut,Lim
prm15_wcost_re10_c2p1_t1 | 2050 | Brazil | 0 | 0 | 66.9661 | 0 | 50.585 | 0 | 110.4614 | 86.047 | 0 | 1 | 10 | 0 | NoCut,Lim
prm15_wcost_re10_c2p1_t1 | 2050 | Argentina | 0 | 0 | 50.3973 | 0 | 2.11 | 0 | 4.7597 | 12.75 | 0 | 1 | 10 | 0 | NoCut,Lim
prm15_wcost_re6_c2p1_t1 | 2050 | Uruguay | 0.052635 | 0 | 5.53 | 0 | 0 | 0 | 3.3561 | 6.6582 | 0 | 1 | 6 | 0 | NoCut,Lim
prm15_wcost_re9_c2p1_t1 | 2050 | Uruguay | 0.2479 | 0 | 5.53 | 0 | 0 | 0 | 4.5063 | 6.2733 | 0 | 1 | 9 | 0 | NoCut,Lim
prm15_wcost_re11_c2p1_t1 | 2050 | Chile | 0 | 0 | 34.58 | 0 | 0.575 | 0 | 0 | 0 | 0 | 1 | 11 | 1 | NoCut,Lim
prm15_wcost_re9_c2p1_t1 | 2050 | Paraguay | 4.0175 | 0 | 3.1215 | 0 | 0 | 0 | 6.1465 | 0 | 0 | 1 | 9 | 0 | NoCut,Lim
prm15_wcost_re9_c2p1_t1 | 2050 | Chile | 0 | 0 | 34.58 | 0 | 0.575 | 0 | 6.5669 | 0 | 0 | 1 | 9 | 0 | NoCut,Lim
prm15_wcost_re11_c2p1_t1 | 2050 | Paraguay | 3.2975 | 0 | 3.2076 | 0 | 0 | 0 | 3.6089 | 1.8667 | 0 | 1 | 11 | 1 | NoCut,Lim
prm15_wcost_re11_c2p1_t1 | 2050 | Uruguay | 0.068869 | 0 | 5.53 | 0 | 0 | 0 | 2.609 | 7.1911 | 0 | 1 | 11 | 1 | NoCut,Lim
prm15_wcost_re11_c2p1_t1 | 2050 | Argentina | 0 | 0 | 42.9921 | 0 | 2.11 | 0 | 0 | 7.9739 | 0 | 1 | 11 | 1 | NoCut,Lim
prm15_wcost_re9_c2p1_t1 | 2050 | Brazil | 0 | 0 | 72.4062 | 0 | 54.489 | 0 | 128.5789 | 38.43 | 0 | 1 | 9 | 0 | NoCut,Lim
prm15_wcost_re12_c2p1_t1 | 2050 | Argentina | 0 | 0 | 64.98 | 0 | 2.11 | 0 | 0.239 | 5.8514 | 0 | 1 | 12 | 1 | NoCut,Lim
prm15_wcost_re9_c2p1_t1 | 2050 | Argentina | 0 | 0 | 47.8455 | 0 | 2.11 | 0 | 7.1266 | 0 | 0 | 1 | 9 | 0 | NoCut,Lim
prm15_wcost_re7_c2p1_t1 | 2050 | Brazil | 0 | 0 | 56.1322 | 0 | 50.905 | 0 | 122.0154 | 55.98 | 0 | 1 | 7 | 0 | NoCut,Lim
prm15_wcost_re7_c2p1_t1 | 2050 | Chile | 0 | 0 | 34.58 | 0 | 0.575 | 0 | 6.5669 | 0 | 0 | 1 | 7 | 0 | NoCut,Lim
prm15_wcost_re7_c2p1_t1 | 2050 | Paraguay | 3.9009 | 0 | 3.1069 | 0 | 0 | 0 | 5.6214 | 0.33786 | 0 | 1 | 7 | 0 | NoCut,Lim
prm15_wcost_re7_c2p1_t1 | 2050 | Uruguay | 0.054244 | 0 | 5.53 | 0 | 0 | 0 | 3.6941 | 6.5892 | 0 | 1 | 7 | 0 | NoCut,Lim
prm15_wcost_re8_c2p1_t1 | 2050 | Argentina | 0 | 0 | 47.8467 | 0 | 2.11 | 0 | 7.1343 | 0 | 0 | 1 | 8 | 0 | NoCut,Lim
prm15_wcost_re8_c2p1_t1 | 2050 | Chile | 0 | 0 | 34.58 | 0 | 0.575 | 0 | 6.5669 | 0 | 0 | 1 | 8 | 0 | NoCut,Lim
prm15_wcost_re8_c2p1_t1 | 2050 | Brazil | 0 | 0 | 72.3818 | 0 | 54.489 | 0 | 128.5789 | 38.745 | 0 | 1 | 8 | 0 | NoCut,Lim
prm15_wcost_re12_c2p1_t1 | 2050 | Chile | 0 | 0 | 21.0362 | 0 | 0.575 | 0 | 0 | 0 | 0 | 1 | 12 | 1 | NoCut,Lim
prm15_wcost_re8_c2p1_t1 | 2050 | Uruguay | 0.19854 | 0 | 5.53 | 0 | 0 | 0 | 4.2964 | 6.5388 | 0 | 1 | 8 | 0 | NoCut,Lim
prm15_wcost_re12_c2p1_t1 | 2050 | Brazil | 0 | 0 | 70.2969 | 0 | 54.489 | 0 | 89.1104 | 65.337 | 0 | 1 | 12 | 1 | NoCut,Lim
prm15_wcost_re8_c2p1_t1 | 2050 | Paraguay | 4.0175 | 0 | 3.1215 | 0 | 0 | 0 | 6.1465 | 0 | 0 | 1 | 8 | 0 | NoCut,Lim
prm15_wcost_re10_c2p1_t1 | 2050 | Uruguay | 0 | 0 | 5.53 | 0 | 0 | 0 | 3.1746 | 6.5306 | 0 | 1 | 10 | 0 | NoCut,Lim
prm15_wcost_re10_c2p1_tn | 2050 | Chile | 0 | 0 | 21.3545 | 0 | 0.575 | 0 | 5.6408 | 0 | 0 | 0 | 10 | 0 | NoCut,Full
prm15_wcost_re10_c2p1_tn | 2050 | Uruguay | 0 | 0 | 5.53 | 0 | 0 | 0 | 2.7828 | 6.7056 | 0 | 0 | 10 | 0 | NoCut,Full
prm15_wcost_re11_c2p1_tn | 2050 | Argentina | 0 | 0 | 59.7305 | 0 | 2.11 | 0 | 0 | 8.991 | 0 | 0 | 11 | 1 | NoCut,Full
prm15_wcost_re11_c2p1_tn | 2050 | Brazil | 0 | 0 | 80.725 | 0 | 50.635 | 0 | 21.0567 | 100.86 | 0 | 0 | 11 | 1 | NoCut,Full
prm15_wcost_re10_c2p1_tn | 2050 | Paraguay | 0 | 0 | 0 | 0 | 0 | 0 | 2.0131 | 7.3761 | 0 | 0 | 10 | 0 | NoCut,Full
prm15_wcost_re11_c2p1_tn | 2050 | Chile | 0 | 0 | 20.8355 | 0 | 0.575 | 0 | 0 | 0 | 0 | 0 | 11 | 1 | NoCut,Full
prm15_wcost_re12_c2p1_tn | 2050 | Paraguay | 0 | 0 | 0 | 0 | 0 | 0 | 1.5928 | 7.1132 | 0 | 0 | 12 | 1 | NoCut,Full
prm15_wcost_re11_c2p1_tn | 2050 | Uruguay | 0 | 0 | 0.014388 | 0 | 0 | 0 | 2.1048 | 7.3916 | 0 | 0 | 11 | 1 | NoCut,Full
prm15_wcost_re12_c2p1_tn | 2050 | Argentina | 0 | 0 | 74.5109 | 0 | 2.11 | 0 | 0 | 4.82 | 0 | 0 | 12 | 1 | NoCut,Full
prm15_wcost_re12_c2p1_tn | 2050 | Brazil | 0 | 0 | 67.1884 | 0 | 54.489 | 0 | 89.168 | 65.337 | 0 | 0 | 12 | 1 | NoCut,Full
prm15_wcost_re12_c2p1_tn | 2050 | Chile | 0 | 0 | 21.375 | 0 | 0.575 | 0 | 0 | 0 | 0 | 0 | 12 | 1 | NoCut,Full
prm15_wcost_re12_c2p1_tn | 2050 | Uruguay | 0 | 0 | 0 | 0 | 0 | 0 | 2.2883 | 4.827 | 0 | 0 | 12 | 1 | NoCut,Full
prm15_wcost_re13_c2p1_tn | 2050 | Argentina | 0 | 0 | 60.5969 | 0 | 2.11 | 0 | 0.5019 | 0 | 0 | 0 | 13 | 1 | NoCut,Full
prm15_wcost_re13_c2p1_tn | 2050 | Brazil | 0 | 0 | 80.43 | 0 | 54.489 | 0 | 113.3435 | 40.0703 | 0 | 0 | 13 | 1 | NoCut,Full
prm15_wcost_re13_c2p1_tn | 2050 | Chile | 0 | 0 | 21.1099 | 0 | 0.575 | 0 | 0 | 0 | 0 | 0 | 13 | 1 | NoCut,Full
prm15_wcost_re13_c2p1_tn | 2050 | Paraguay | 0 | 0 | 0 | 0 | 0 | 0 | 5.6214 | 5.2872 | 0 | 0 | 13 | 1 | NoCut,Full
prm15_wcost_re13_c2p1_tn | 2050 | Uruguay | 0 | 0 | 5.53 | 0 | 0 | 0 | 1.9393 | 0 | 0 | 0 | 13 | 1 | NoCut,Full
prm15_wcost_re14_c2p1_tn | 2050 | Argentina | 0 | 0 | 55.0621 | 0 | 2.11 | 0 | 0.239 | 3.1749 | 0 | 0 | 14 | 1 | NoCut,Full
prm15_wcost_re14_c2p1_tn | 2050 | Brazil | 0 | 0 | 80.725 | 0 | 54.489 | 0 | 97.6929 | 62.466 | 0 | 0 | 14 | 1 | NoCut,Full
prm15_wcost_re10_c2p1_tn | 2050 | Brazil | 0 | 0 | 66.1189 | 0 | 50.585 | 0 | 95.554 | 86.8026 | 0 | 0 | 10 | 0 | NoCut,Full
prm15_wcost_re14_c2p1_tn | 2050 | Chile | 0 | 0 | 22.5488 | 0 | 0.575 | 0 | 0 | 0 | 0 | 0 | 14 | 1 | NoCut,Full
prm15_wcost_re11_c2p1_tn | 2050 | Paraguay | 0 | 0 | 0 | 0 | 0 | 0 | 0 | 9.8375 | 0 | 0 | 11 | 1 | NoCut,Full
prm15_wcost_re10_c2p1_tn | 2050 | Argentina | 0 | 0 | 70.0328 | 0 | 2.11 | 0 | 2.3094 | 12.75 | 0 | 0 | 10 | 0 | NoCut,Full
prm15_wcost_re6_c2p1_tn | 2050 | Uruguay | 0 | 0 | 1.7171 | 0 | 0 | 0 | 3.1979 | 6.7147 | 0 | 0 | 6 | 0 | NoCut,Full
prm15_wcost_re9_c2p1_tn | 2050 | Paraguay | 0 | 0 | 0 | 0 | 0 | 0 | 7.6932 | 1.7731 | 0 | 0 | 9 | 0 | NoCut,Full
prm15_wcost_re5_c2p1_tn | 2050 | Brazil | 0 | 0 | 80.725 | 0 | 50.905 | 0 | 114.71 | 53.4336 | 0 | 0 | 5 | 0 | NoCut,Full
prm15_wcost_re5_c2p1_tn | 2050 | Chile | 0 | 0 | 20.5456 | 0 | 0.575 | 0 | 5.6408 | 0 | 0 | 0 | 5 | 0 | NoCut,Full
prm15_wcost_re5_c2p1_tn | 2050 | Paraguay | 0 | 0 | 0 | 0 | 0 | 0 | 5.7798 | 3.5645 | 0 | 0 | 5 | 0 | NoCut,Full
prm15_wcost_re5_c2p1_tn | 2050 | Uruguay | 0 | 0 | 5.53 | 0 | 0 | 0 | 3.5346 | 6.0829 | 0 | 0 | 5 | 0 | NoCut,Full
prm15_wcost_re6_c2p1_tn | 2050 | Argentina | 0 | 0 | 76.4733 | 0 | 2.11 | 0 | 3.7506 | 3.054 | 0 | 0 | 6 | 0 | NoCut,Full
prm15_wcost_re6_c2p1_tn | 2050 | Brazil | 0 | 0 | 54.5942 | 0 | 50.635 | 0 | 103.3646 | 64.263 | 0 | 0 | 6 | 0 | NoCut,Full
prm15_wcost_re6_c2p1_tn | 2050 | Chile | 0 | 0 | 34.58 | 0 | 0.575 | 0 | 5.6408 | 0 | 0 | 0 | 6 | 0 | NoCut,Full
prm15_wcost_re6_c2p1_tn | 2050 | Paraguay | 0 | 0 | 0 | 0 | 0 | 0 | 4.8572 | 4.5748 | 0 | 0 | 6 | 0 | NoCut,Full
prm15_wcost_re14_c2p1_tn | 2050 | Paraguay | 0 | 0 | 0 | 0 | 0 | 0 | 2.9149 | 6.192 | 0 | 0 | 14 | 1 | NoCut,Full
prm15_wcost_re7_c2p1_tn | 2050 | Argentina | 0 | 0 | 49.1379 | 0 | 2.11 | 0 | 4.1905 | 0 | 0 | 0 | 7 | 0 | NoCut,Full
prm15_wcost_re7_c2p1_tn | 2050 | Brazil | 0 | 0 | 80.725 | 0 | 50.905 | 0 | 112.9194 | 55.98 | 0 | 0 | 7 | 0 | NoCut,Full
prm15_wcost_re7_c2p1_tn | 2050 | Chile | 0 | 0 | 34.58 | 0 | 0.575 | 0 | 5.6408 | 0 | 0 | 0 | 7 | 0 | NoCut,Full
prm15_wcost_re7_c2p1_tn | 2050 | Paraguay | 0 | 0 | 0 | 0 | 0 | 0 | 5.7798 | 3.9628 | 0 | 0 | 7 | 0 | NoCut,Full
prm15_wcost_re7_c2p1_tn | 2050 | Uruguay | 0 | 0 | 4.2068 | 0 | 0 | 0 | 3.4048 | 6.2236 | 0 | 0 | 7 | 0 | NoCut,Full
prm15_wcost_re8_c2p1_tn | 2050 | Argentina | 0 | 0 | 80.91 | 0 | 2.11 | 0 | 5.3027 | 0 | 0 | 0 | 8 | 0 | NoCut,Full
prm15_wcost_re8_c2p1_tn | 2050 | Brazil | 0 | 0 | 68.3275 | 0 | 54.489 | 0 | 125.529 | 38.745 | 0 | 0 | 8 | 0 | NoCut,Full
prm15_wcost_re8_c2p1_tn | 2050 | Chile | 0 | 0 | 18.5753 | 0 | 0.575 | 0 | 5.6408 | 0 | 0 | 0 | 8 | 0 | NoCut,Full
prm15_wcost_re8_c2p1_tn | 2050 | Paraguay | 0 | 0 | 0 | 0 | 0 | 0 | 7.8528 | 0.6837 | 0 | 0 | 8 | 0 | NoCut,Full
prm15_wcost_re9_c2p1_tn | 2050 | Argentina | 0 | 0 | 62.7857 | 0 | 2.11 | 0 | 5.4662 | 0 | 0 | 0 | 9 | 0 | NoCut,Full
prm15_wcost_re9_c2p1_tn | 2050 | Brazil | 0 | 0 | 80.725 | 0 | 54.489 | 0 | 125.529 | 38.43 | 0 | 0 | 9 | 0 | NoCut,Full
prm15_wcost_re9_c2p1_tn | 2050 | Chile | 0 | 0 | 19.0379 | 0 | 0.575 | 0 | 5.6408 | 0 | 0 | 0 | 9 | 0 | NoCut,Full
prm15_wcost_re9_c2p1_tn | 2050 | Uruguay | 0 | 0 | 5.53 | 0 | 0 | 0 | 3.2462 | 1.86 | 0 | 0 | 9 | 0 | NoCut,Full
prm15_wcost_re14_c2p1_tn | 2050 | Uruguay | 0 | 0 | 5.53 | 0 | 0 | 0 | 2.1048 | 3.932 | 0 | 0 | 14 | 1 | NoCut,Full
prm15_wcost_re20_c2p1_tn | 2050 | Paraguay | 0 | 0 | 0 | 0 | 0 | 0 | 0 | 10.0315 | 0 | 0 | 20 | 1 | NoCut,Full
prm15_wcost_re15_c2p1_tn | 2050 | Brazil | 0 | 0 | 80.725 | 0 | 54.489 | 0 | 82.6265 | 72.177 | 0 | 0 | 15 | 1 | NoCut,Full
prm15_wcost_re20_c2p1_tn | 2050 | Uruguay | 0 | 0 | 0 | 0 | 0 | 0 | 2.0092 | 7.3438 | 0 | 0 | 20 | 1 | NoCut,Full
prm15_wcost_re10_c2p1_tn | 2050 | Region-wide | 0 | 0 | 163.0362 | 0 | 53.27 | 0 | 108.3001 | 113.6344 | 0 | 0 | 10 | 0 | NoCut,Full
prm15_wcost_re11_c2p1_tn | 2050 | Region-wide | 0 | 0 | 161.3055 | 0 | 53.32 | 0 | 23.1615 | 127.0801 | 0 | 0 | 11 | 1 | NoCut,Full
prm15_wcost_re12_c2p1_tn | 2050 | Region-wide | 0 | 0 | 163.0744 | 0 | 57.174 | 0 | 93.0491 | 82.0972 | 0 | 0 | 12 | 1 | NoCut,Full
prm15_wcost_re13_c2p1_tn | 2050 | Region-wide | 0 | 0 | 167.6668 | 0 | 57.174 | 0 | 121.4061 | 45.3575 | 0 | 0 | 13 | 1 | NoCut,Full
prm15_wcost_re14_c2p1_tn | 2050 | Region-wide | 0 | 0 | 163.8659 | 0 | 57.174 | 0 | 102.9517 | 75.7649 | 0 | 0 | 14 | 1 | NoCut,Full
prm15_wcost_re15_c2p1_tn | 2050 | Region-wide | 0 | 0 | 161.9568 | 0 | 57.174 | 0 | 86.026 | 91.0379 | 0 | 0 | 15 | 1 | NoCut,Full
prm15_wcost_re16_c2p1_tn | 2050 | Region-wide | 0 | 0 | 162.5311 | 0 | 53.59 | 0 | 51.3831 | 115.115 | 0 | 0 | 16 | 1 | NoCut,Full
prm15_wcost_re17_c2p1_tn | 2050 | Region-wide | 0 | 0 | 160.882 | 0 | 57.174 | 0 | 81.8881 | 99.6358 | 0 | 0 | 17 | 1 | NoCut,Full
prm15_wcost_re18_c2p1_tn | 2050 | Region-wide | 0 | 0 | 166.4581 | 0 | 57.174 | 0 | 117.1544 | 55.0271 | 0 | 0 | 18 | 1 | NoCut,Full
prm15_wcost_re19_c2p1_tn | 2050 | Region-wide | 0 | 0 | 166.6729 | 0 | 57.174 | 0 | 117.0684 | 53.3088 | 0 | 0 | 19 | 1 | NoCut,Full
prm15_wcost_re1_c2p1_tn | 2050 | Region-wide | 0 | 0 | 164.9086 | 0 | 53.27 | 0 | 132.0503 | 98.6555 | 0 | 0 | 1 | 0 | NoCut,Full
prm15_wcost_re20_c2p1_tn | 2050 | Region-wide | 0 | 0 | 159.56 | 0 | 53.32 | 0 | 17.7346 | 141.0444 | 0 | 0 | 20 | 1 | NoCut,Full
prm15_wcost_re2_c2p1_tn | 2050 | Region-wide | 0 | 0 | 168.566 | 0 | 54.305 | 0 | 138.9354 | 61.1157 | 0 | 0 | 2 | 0 | NoCut,Full
prm15_wcost_re3_c2p1_tn | 2050 | Region-wide | 0 | 0 | 169.5283 | 0 | 57.174 | 0 | 149.4565 | 30.4658 | 0 | 0 | 3 | 0 | NoCut,Full
prm15_wcost_re5_c2p1_tn | 2050 | Argentina | 0 | 0 | 62.2348 | 0 | 2.11 | 0 | 5.108 | 0 | 0 | 0 | 5 | 0 | NoCut,Full
prm15_wcost_re4_c2p1_tn | 2050 | Region-wide | 0 | 0 | 169.5142 | 0 | 54.645 | 0 | 142.6964 | 50.8108 | 0 | 0 | 4 | 0 | NoCut,Full
prm15_wcost_re5_c2p1_tn | 2050 | Region-wide | 0 | 0 | 169.0354 | 0 | 53.59 | 0 | 134.7732 | 63.081 | 0 | 0 | 5 | 0 | NoCut,Full
prm15_wcost_re6_c2p1_tn | 2050 | Region-wide | 0 | 0 | 167.3647 | 0 | 53.32 | 0 | 120.8111 | 78.6065 | 0 | 0 | 6 | 0 | NoCut,Full
prm15_wcost_re7_c2p1_tn | 2050 | Region-wide | 0 | 0 | 168.6497 | 0 | 53.59 | 0 | 131.9353 | 66.1663 | 0 | 0 | 7 | 0 | NoCut,Full
prm15_wcost_re8_c2p1_tn | 2050 | Region-wide | 0 | 0 | 168.1754 | 0 | 57.174 | 0 | 147.5556 | 41.2887 | 0 | 0 | 8 | 0 | NoCut,Full
prm15_wcost_re20_c2p1_tn | 2050 | Chile | 0 | 0 | 20.5781 | 0 | 0.575 | 0 | 0 | 0 | 0 | 0 | 20 | 1 | NoCut,Full
prm15_wcost_re20_c2p1_tn | 2050 | Brazil | 0 | 0 | 67.4654 | 0 | 50.635 | 0 | 15.7254 | 110.919 | 0 | 0 | 20 | 1 | NoCut,Full
prm15_wcost_re20_c2p1_tn | 2050 | Argentina | 0 | 0 | 71.5165 | 0 | 2.11 | 0 | 0 | 12.75 | 0 | 0 | 20 | 1 | NoCut,Full
prm15_wcost_re19_c2p1_tn | 2050 | Uruguay | 0 | 0 | 0.026018 | 0 | 0 | 0 | 1.9717 | 0 | 0 | 0 | 19 | 1 | NoCut,Full
prm15_wcost_re15_c2p1_tn | 2050 | Chile | 0 | 0 | 19.4047 | 0 | 0.575 | 0 | 0 | 0 | 0 | 0 | 15 | 1 | NoCut,Full
prm15_wcost_re15_c2p1_tn | 2050 | Paraguay | 0 | 0 | 0 | 0 | 0 | 0 | 0.9328 | 7.161 | 0 | 0 | 15 | 1 | NoCut,Full
prm15_wcost_re15_c2p1_tn | 2050 | Uruguay | 0 | 0 | 5.53 | 0 | 0 | 0 | 2.4667 | 6.9575 | 0 | 0 | 15 | 1 | NoCut,Full
prm15_wcost_re16_c2p1_tn | 2050 | Argentina | 0 | 0 | 76.9891 | 0 | 2.11 | 0 | 0 | 6.1053 | 0 | 0 | 16 | 1 | NoCut,Full
prm15_wcost_re16_c2p1_tn | 2050 | Brazil | 0 | 0 | 65.703 | 0 | 50.905 | 0 | 49.2022 | 91.683 | 0 | 0 | 16 | 1 | NoCut,Full
prm15_wcost_re16_c2p1_tn | 2050 | Chile | 0 | 0 | 19.839 | 0 | 0.575 | 0 | 0 | 0 | 0 | 0 | 16 | 1 | NoCut,Full
prm15_wcost_re16_c2p1_tn | 2050 | Paraguay | 0 | 0 | 0 | 0 | 0 | 0 | 0 | 10.189 | 0 | 0 | 16 | 1 | NoCut,Full
prm15_wcost_re16_c2p1_tn | 2050 | Uruguay | 0 | 0 | 0 | 0 | 0 | 0 | 2.1809 | 7.1377 | 0 | 0 | 16 | 1 | NoCut,Full
prm15_wcost_re17_c2p1_tn | 2050 | Argentina | 0 | 0 | 47.6226 | 0 | 2.11 | 0 | 0 | 4.7933 | 0 | 0 | 17 | 1 | NoCut,Full
prm15_wcost_re17_c2p1_tn | 2050 | Brazil | 0 | 0 | 78.4953 | 0 | 54.489 | 0 | 78.9542 | 80.016 | 0 | 0 | 17 | 1 | NoCut,Full
prm15_wcost_re15_c2p1_tn | 2050 | Argentina | 0 | 0 | 56.297 | 0 | 2.11 | 0 | 0 | 4.7424 | 0 | 0 | 15 | 1 | NoCut,Full
prm15_wcost_re17_c2p1_tn | 2050 | Chile | 0 | 0 | 34.58 | 0 | 0.575 | 0 | 0 | 0 | 0 | 0 | 17 | 1 | NoCut,Full
prm15_wcost_re17_c2p1_tn | 2050 | Uruguay | 0 | 0 | 0.18404 | 0 | 0 | 0 | 2.4172 | 7.1789 | 0 | 0 | 17 | 1 | NoCut,Full
prm15_wcost_re18_c2p1_tn | 2050 | Argentina | 0 | 0 | 58.4196 | 0 | 2.11 | 0 | 0.3734 | 0.02508 | 0 | 0 | 18 | 1 | NoCut,Full
prm15_wcost_re18_c2p1_tn | 2050 | Brazil | 0 | 0 | 80.725 | 0 | 54.489 | 0 | 109.4328 | 49.41 | 0 | 0 | 18 | 1 | NoCut,Full
prm15_wcost_re18_c2p1_tn | 2050 | Chile | 0 | 0 | 21.7835 | 0 | 0.575 | 0 | 0 | 0 | 0 | 0 | 18 | 1 | NoCut,Full
prm15_wcost_re18_c2p1_tn | 2050 | Paraguay | 0 | 0 | 0 | 0 | 0 | 0 | 5.3765 | 5.592 | 0 | 0 | 18 | 1 | NoCut,Full
prm15_wcost_re18_c2p1_tn | 2050 | Uruguay | 0 | 0 | 5.53 | 0 | 0 | 0 | 1.9717 | 0 | 0 | 0 | 18 | 1 | NoCut,Full
prm15_wcost_re19_c2p1_tn | 2050 | Argentina | 0 | 0 | 63.3731 | 0 | 2.11 | 0 | 0.5019 | 0 | 0 | 0 | 19 | 1 | NoCut,Full
prm15_wcost_re19_c2p1_tn | 2050 | Brazil | 0 | 0 | 80.725 | 0 | 54.489 | 0 | 109.5835 | 47.649 | 0 | 0 | 19 | 1 | NoCut,Full
prm15_wcost_re19_c2p1_tn | 2050 | Chile | 0 | 0 | 22.5488 | 0 | 0.575 | 0 | 0 | 0 | 0 | 0 | 19 | 1 | NoCut,Full
prm15_wcost_re19_c2p1_tn | 2050 | Paraguay | 0 | 0 | 0 | 0 | 0 | 0 | 5.0113 | 5.6598 | 0 | 0 | 19 | 1 | NoCut,Full
prm15_wcost_re17_c2p1_tn | 2050 | Paraguay | 0 | 0 | 0 | 0 | 0 | 0 | 0.5167 | 7.6476 | 0 | 0 | 17 | 1 | NoCut,Full
prm15_wcost_re4_c2p1_tn | 2050 | Uruguay | 0 | 0 | 0.49796 | 0 | 0 | 0 | 3.5423 | 3.8987 | 0 | 0 | 4 | 0 | NoCut,Full
prm15_wcost_re8_c2p1_tn | 2050 | Uruguay | 0 | 0 | 0.36255 | 0 | 0 | 0 | 3.2303 | 1.86 | 0 | 0 | 8 | 0 | NoCut,Full
prm15_wcost_re4_c2p1_tn | 2050 | Chile | 0 | 0 | 33.1794 | 0 | 0.575 | 0 | 5.6408 | 0 | 0 | 0 | 4 | 0 | NoCut,Full
prm15_wcost_re4_c2p1_tn | 2050 | Paraguay | 0 | 0 | 0 | 0 | 0 | 0 | 6.9869 | 2.2384 | 0 | 0 | 4 | 0 | NoCut,Full
prm15_wcost_re1_c2p1_tn | 2050 | Argentina | 0 | 0 | 71.3911 | 0 | 2.11 | 0 | 4.6317 | 8.991 | 0 | 0 | 1 | 0 | NoCut,Full
prm15_wcost_re1_c2p1_tn | 2050 | Brazil | 0 | 0 | 53.4074 | 0 | 50.585 | 0 | 112.1522 | 78.885 | 0 | 0 | 1 | 0 | NoCut,Full
prm15_wcost_re1_c2p1_tn | 2050 | Chile | 0 | 0 | 34.58 | 0 | 0.575 | 0 | 6.5725 | 0 | 0 | 0 | 1 | 0 | NoCut,Full
prm15_wcost_re1_c2p1_tn | 2050 | Paraguay | 0 | 0 | 0 | 0 | 0 | 0 | 5.4658 | 4.2327 | 0 | 0 | 1 | 0 | NoCut,Full
prm15_wcost_re1_c2p1_tn | 2050 | Uruguay | 0 | 0 | 5.53 | 0 | 0 | 0 | 3.2281 | 6.5469 | 0 | 0 | 1 | 0 | NoCut,Full
prm15_wcost_re2_c2p1_tn | 2050 | Argentina | 0 | 0 | 54.8071 | 0 | 2.11 | 0 | 4.2784 | 0 | 0 | 0 | 2 | 0 | NoCut,Full
prm15_wcost_re2_c2p1_tn | 2050 | Brazil | 0 | 0 | 78.5954 | 0 | 51.62 | 0 | 119.0527 | 51.9667 | 0 | 0 | 2 | 0 | NoCut,Full
prm15_wcost_re2_c2p1_tn | 2050 | Chile | 0 | 0 | 34.58 | 0 | 0.575 | 0 | 5.6408 | 0 | 0 | 0 | 2 | 0 | NoCut,Full
prm15_wcost_re9_c2p1_tn | 2050 | Region-wide | 0 | 0 | 168.0786 | 0 | 57.174 | 0 | 147.5754 | 42.0631 | 0 | 0 | 9 | 0 | NoCut,Full
prm15_wcost_re2_c2p1_tn | 2050 | Uruguay | 0 | 0 | 0.58353 | 0 | 0 | 0 | 3.7596 | 5.424 | 0 | 0 | 2 | 0 | NoCut,Full
prm15_wcost_re3_c2p1_tn | 2050 | Argentina | 0 | 0 | 65.1095 | 0 | 2.11 | 0 | 5.7706 | 0 | 0 | 0 | 3 | 0 | NoCut,Full
prm15_wcost_re3_c2p1_tn | 2050 | Brazil | 0 | 0 | 69.4833 | 0 | 54.489 | 0 | 127.1567 | 30.093 | 0 | 0 | 3 | 0 | NoCut,Full
prm15_wcost_re3_c2p1_tn | 2050 | Chile | 0 | 0 | 34.58 | 0 | 0.575 | 0 | 5.6408 | 0 | 0 | 0 | 3 | 0 | NoCut,Full
prm15_wcost_re3_c2p1_tn | 2050 | Paraguay | 0 | 0 | 0 | 0 | 0 | 0 | 7.8528 | 0.37282 | 0 | 0 | 3 | 0 | NoCut,Full
prm15_wcost_re3_c2p1_tn | 2050 | Uruguay | 0 | 0 | 0.35547 | 0 | 0 | 0 | 3.0356 | 0 | 0 | 0 | 3 | 0 | NoCut,Full
prm15_wcost_re4_c2p1_tn | 2050 | Argentina | 0 | 0 | 55.1118 | 0 | 2.11 | 0 | 5.0895 | 0 | 0 | 0 | 4 | 0 | NoCut,Full
prm15_wcost_re2_c2p1_tn | 2050 | Paraguay | 0 | 0 | 0 | 0 | 0 | 0 | 6.2038 | 3.725 | 0 | 0 | 2 | 0 | NoCut,Full
prm15_wcost_re4_c2p1_tn | 2050 | Brazil | 0 | 0 | 80.725 | 0 | 51.96 | 0 | 121.4369 | 44.6737 | 0 | 0 | 4 | 0 | NoCut,Full
prm15_wcost_re3_c2p1_co2_cut90p_t1 | 2050 | Region-wide | 16.1258 | 14.0673 | 75.8945 | 0.2 | 83.764 | 9.95 | 210.3276 | 244.0714 | 1 | 1 | 3 | 0 | 90%Cut,Lim
prm15_wcost_re3_c2p1_co2_cut90p_t1 | 2050 | Chile | 10 | 1.4363 | 25.0126 | 0.2 | 4.4 | 0 | 30.4177 | 12.8856 | 1 | 1 | 3 | 0 | 90%Cut,Lim
prm15_wcost_re3_c2p1_co2_cut90p_t1 | 2050 | Paraguay | 5.5625 | 0 | 0.99204 | 0 | 0 | 0 | 8.8423 | 3.6439 | 1 | 1 | 3 | 0 | 90%Cut,Lim
prm15_wcost_re2_c2p1_co2_cut90p_t1 | 2050 | Region-wide | 15.9949 | 1.5733 | 93.7358 | 0.2 | 81.637 | 1.9609 | 203.1329 | 283.269 | 1 | 1 | 2 | 0 | 90%Cut,Lim
prm15_wcost_re20_c2p1_co2_cut90p_t1 | 2050 | Region-wide | 14.9689 | 0 | 108.4967 | 0.2 | 69.411 | 0 | 159.4688 | 299.4713 | 1 | 1 | 20 | 1 | 90%Cut,Lim
prm15_wcost_re4_c2p1_co2_cut90p_t1 | 2050 | Argentina | 0 | 0 | 40.908 | 0 | 9.232 | 0 | 25.5314 | 75.704 | 1 | 1 | 4 | 0 | 90%Cut,Lim
prm15_wcost_re3_c2p1_co2_cut90p_t1 | 2050 | Brazil | 0 | 12.631 | 41.7965 | 0 | 68.005 | 9.95 | 134.7393 | 153.3715 | 1 | 1 | 3 | 0 | 90%Cut,Lim
prm15_wcost_re4_c2p1_co2_cut90p_t1 | 2050 | Brazil | 0 | 0 | 18.3585 | 0 | 68.005 | 5.7614 | 134.7393 | 180.777 | 1 | 1 | 4 | 0 | 90%Cut,Lim
prm15_wcost_re4_c2p1_co2_cut90p_t1 | 2050 | Chile | 10 | 1.2038 | 25.0056 | 0.2 | 4.4 | 0 | 30.2491 | 11.9979 | 1 | 1 | 4 | 0 | 90%Cut,Lim
prm15_wcost_re1_c2p1_co2_cut90p_t1 | 2050 | Region-wide | 16.1544 | 0 | 108.6211 | 0.2 | 73.13 | 0 | 193.2328 | 259.2395 | 1 | 1 | 1 | 0 | 90%Cut,Lim
prm15_wcost_re3_c2p1_co2_cut90p_t1 | 2050 | Uruguay | 0.56324 | 0 | 0.028316 | 0 | 0 | 0 | 4.0149 | 8.291 | 1 | 1 | 3 | 0 | 90%Cut,Lim
prm15_wcost_re3_c2p1_co2_cut90p_t1 | 2050 | Argentina | 0 | 0 | 8.065 | 0 | 11.359 | 0 | 32.3134 | 65.8795 | 1 | 1 | 3 | 0 | 90%Cut,Lim
prm15_wcost_re2_c2p1_co2_cut90p_t1 | 2050 | Paraguay | 5.5078 | 0 | 0.88922 | 0 | 0 | 0 | 8.7178 | 3.3475 | 1 | 1 | 2 | 0 | 90%Cut,Lim
prm15_wcost_re2_c2p1_co2_cut90p_t1 | 2050 | Uruguay | 0.48708 | 0 | 5.53 | 0 | 0 | 0 | 3.739 | 7.383 | 1 | 1 | 2 | 0 | 90%Cut,Lim
prm15_wcost_re4_c2p1_co2_cut90p_t1 | 2050 | Paraguay | 5.5092 | 0 | 0.93179 | 0 | 0 | 0 | 8.7219 | 3.4459 | 1 | 1 | 4 | 0 | 90%Cut,Lim
prm15_wcost_re5_c2p1_co2_cut90p_t1 | 2050 | Region-wide | 15.7345 | 0.9135 | 98.9653 | 0.2 | 78.517 | 0.7383 | 201.8145 | 283.5347 | 1 | 1 | 5 | 0 | 90%Cut,Lim
prm15_wcost_re2_c2p1_co2_cut90p_t1 | 2050 | Chile | 10 | 0 | 10.134 | 0.2 | 4.4 | 0 | 30.6074 | 13.0486 | 1 | 1 | 2 | 0 | 90%Cut,Lim
prm15_wcost_re2_c2p1_co2_cut90p_t1 | 2050 | Brazil | 0 | 1.5733 | 40.974 | 0 | 68.005 | 1.9609 | 134.7393 | 186.51 | 1 | 1 | 2 | 0 | 90%Cut,Lim
prm15_wcost_re6_c2p1_co2_cut90p_t1 | 2050 | Region-wide | 15.411 | 0 | 106.166 | 0.2 | 75.165 | 0 | 196.9155 | 268.5479 | 1 | 1 | 6 | 0 | 90%Cut,Lim
prm15_wcost_re2_c2p1_co2_cut90p_t1 | 2050 | Argentina | 0 | 0 | 36.2086 | 0 | 9.232 | 0 | 25.3295 | 72.9798 | 1 | 1 | 2 | 0 | 90%Cut,Lim
prm15_wcost_re7_c2p1_co2_cut90p_t1 | 2050 | Region-wide | 15.6967 | 0.28385 | 97.3076 | 0.2 | 81.637 | 0 | 200.5569 | 283.0826 | 1 | 1 | 7 | 0 | 90%Cut,Lim
prm15_wcost_re1_c2p1_co2_cut90p_t1 | 2050 | Paraguay | 5.5924 | 0 | 0.72039 | 0 | 0 | 0 | 8.1455 | 3.2694 | 1 | 1 | 1 | 0 | 90%Cut,Lim
prm15_wcost_re1_c2p1_co2_cut90p_t1 | 2050 | Chile | 10 | 0 | 26.3733 | 0.2 | 4.4 | 0 | 29.2764 | 12.3246 | 1 | 1 | 1 | 0 | 90%Cut,Lim
prm15_wcost_re8_c2p1_co2_cut90p_t1 | 2050 | Region-wide | 16.1479 | 8.1723 | 82.6676 | 0.2 | 81.637 | 9.95 | 207.537 | 253.8853 | 1 | 1 | 8 | 0 | 90%Cut,Lim
prm15_wcost_re1_c2p1_co2_cut90p_t1 | 2050 | Brazil | 0 | 0 | 34.3227 | 0 | 65.683 | 0 | 134.3662 | 173.8637 | 1 | 1 | 1 | 0 | 90%Cut,Lim
prm15_wcost_re1_c2p1_co2_cut90p_t1 | 2050 | Argentina | 0 | 0 | 41.6747 | 0 | 3.047 | 0 | 18.213 | 63.0476 | 1 | 1 | 1 | 0 | 90%Cut,Lim
prm15_wcost_re4_c2p1_co2_cut90p_t1 | 2050 | Region-wide | 16.0188 | 1.2038 | 90.7338 | 0.2 | 81.637 | 5.7614 | 202.8789 | 279.6451 | 1 | 1 | 4 | 0 | 90%Cut,Lim
prm15_wcost_re4_c2p1_co2_cut90p_t1 | 2050 | Uruguay | 0.50952 | 0 | 5.53 | 0 | 0 | 0 | 3.6373 | 7.7202 | 1 | 1 | 4 | 0 | 90%Cut,Lim
prm15_wcost_re18_c2p1_co2_cut90p_t1 | 2050 | Region-wide | 16.5966 | 15.2497 | 72.3092 | 0.2 | 81.637 | 9.95 | 193.4109 | 276.5434 | 1 | 1 | 18 | 1 | 90%Cut,Lim
prm15_wcost_re5_c2p1_co2_cut90p_t1 | 2050 | Argentina | 0 | 0 | 36.5315 | 0 | 6.112 | 0 | 24.2517 | 72.3221 | 1 | 1 | 5 | 0 | 90%Cut,Lim
prm15_wcost_re10_c2p1_co2_cut90p_t1 | 2050 | Region-wide | 15.3068 | 0 | 109.321 | 0.2 | 73.829 | 0 | 190.9939 | 254.8297 | 1 | 1 | 10 | 0 | 90%Cut,Lim
prm15_wcost_re8_c2p1_co2_cut90p_t1 | 2050 | Chile | 10 | 1.3988 | 25.5493 | 0.2 | 4.4 | 0 | 30.4737 | 12.0251 | 1 | 1 | 8 | 0 | 90%Cut,Lim
prm15_wcost_re8_c2p1_co2_cut90p_t1 | 2050 | Brazil | 0 | 6.7734 | 13.6919 | 0 | 68.005 | 9.95 | 134.7393 | 161.2564 | 1 | 1 | 8 | 0 | 90%Cut,Lim
prm15_wcost_re11_c2p1_co2_cut90p_t1 | 2050 | Region-wide | 15.4993 | 0 | 99.937 | 0.2 | 77.702 | 0 | 168.4867 | 297.3783 | 1 | 1 | 11 | 1 | 90%Cut,Lim
prm15_wcost_re8_c2p1_co2_cut90p_t1 | 2050 | Argentina | 0 | 0 | 36.9059 | 0 | 9.232 | 0 | 29.6268 | 69.033 | 1 | 1 | 8 | 0 | 90%Cut,Lim
prm15_wcost_re7_c2p1_co2_cut90p_t1 | 2050 | Uruguay | 0.54313 | 0 | 5.53 | 0 | 0 | 0 | 3.6018 | 7.4924 | 1 | 1 | 7 | 0 | 90%Cut,Lim
prm15_wcost_re12_c2p1_co2_cut90p_t1 | 2050 | Region-wide | 16.1758 | 4.6207 | 84.772 | 0.2 | 81.637 | 5.6309 | 191.8062 | 299.7929 | 1 | 1 | 12 | 1 | 90%Cut,Lim
prm15_wcost_re7_c2p1_co2_cut90p_t1 | 2050 | Paraguay | 5.1536 | 0 | 1.0135 | 0 | 0 | 0 | 8.4746 | 3.3822 | 1 | 1 | 7 | 0 | 90%Cut,Lim
prm15_wcost_re7_c2p1_co2_cut90p_t1 | 2050 | Chile | 10 | 0 | 26.2939 | 0.2 | 4.4 | 0 | 30.5757 | 11.5097 | 1 | 1 | 7 | 0 | 90%Cut,Lim
prm15_wcost_re13_c2p1_co2_cut90p_t1 | 2050 | Region-wide | 16.5912 | 16.7911 | 67.8537 | 0.2 | 83.764 | 9.95 | 196.6347 | 282.8836 | 1 | 1 | 13 | 1 | 90%Cut,Lim
prm15_wcost_re7_c2p1_co2_cut90p_t1 | 2050 | Brazil | 0 | 0.28385 | 34.3208 | 0 | 68.005 | 0 | 134.7393 | 190.527 | 1 | 1 | 7 | 0 | 90%Cut,Lim
prm15_wcost_re7_c2p1_co2_cut90p_t1 | 2050 | Argentina | 0 | 0 | 30.1495 | 0 | 9.232 | 0 | 23.1655 | 70.1713 | 1 | 1 | 7 | 0 | 90%Cut,Lim
prm15_wcost_re19_c2p1_co2_cut90p_t1 | 2050 | Region-wide | 16.4481 | 9.5787 | 73.4465 | 0.2 | 83.764 | 9.95 | 193.3319 | 296.9857 | 1 | 1 | 19 | 1 | 90%Cut,Lim
prm15_wcost_re14_c2p1_co2_cut90p_t1 | 2050 | Region-wide | 16.5961 | 3.5769 | 81.5678 | 0.2 | 81.637 | 9.95 | 192.3083 | 295.8613 | 1 | 1 | 14 | 1 | 90%Cut,Lim
prm15_wcost_re6_c2p1_co2_cut90p_t1 | 2050 | Paraguay | 5.0555 | 0 | 0.96733 | 0 | 0 | 0 | 8.3899 | 3.2547 | 1 | 1 | 6 | 0 | 90%Cut,Lim
prm15_wcost_re15_c2p1_co2_cut90p_t1 | 2050 | Region-wide | 16.3563 | 2.4819 | 87.7021 | 0.2 | 81.637 | 4.6592 | 191.2571 | 299.7917 | 1 | 1 | 15 | 1 | 90%Cut,Lim
prm15_wcost_re6_c2p1_co2_cut90p_t1 | 2050 | Chile | 10 | 0 | 24.9192 | 0.2 | 4.4 | 0 | 29.5357 | 12.277 | 1 | 1 | 6 | 0 | 90%Cut,Lim
prm15_wcost_re6_c2p1_co2_cut90p_t1 | 2050 | Brazil | 0 | 0 | 34.1826 | 0 | 67.718 | 0 | 134.7393 | 180.42 | 1 | 1 | 6 | 0 | 90%Cut,Lim
prm15_wcost_re16_c2p1_co2_cut90p_t1 | 2050 | Region-wide | 15.7429 | 0.7249 | 94.3036 | 0.2 | 81.455 | 0 | 175.1876 | 304.6729 | 1 | 1 | 16 | 1 | 90%Cut,Lim
prm15_wcost_re6_c2p1_co2_cut90p_t1 | 2050 | Argentina | 0 | 0 | 40.5668 | 0 | 3.047 | 0 | 21.0728 | 65.578 | 1 | 1 | 6 | 0 | 90%Cut,Lim
prm15_wcost_re5_c2p1_co2_cut90p_t1 | 2050 | Uruguay | 0.46463 | 0 | 5.53 | 0 | 0 | 0 | 3.5063 | 7.3391 | 1 | 1 | 5 | 0 | 90%Cut,Lim
prm15_wcost_re17_c2p1_co2_cut90p_t1 | 2050 | Region-wide | 16.2353 | 4.8455 | 88.2077 | 0.2 | 81.637 | 1.5228 | 186.2593 | 302.8977 | 1 | 1 | 17 | 1 | 90%Cut,Lim
prm15_wcost_re5_c2p1_co2_cut90p_t1 | 2050 | Paraguay | 5.2699 | 0 | 0.99307 | 0 | 0 | 0 | 8.5441 | 3.3779 | 1 | 1 | 5 | 0 | 90%Cut,Lim
prm15_wcost_re5_c2p1_co2_cut90p_t1 | 2050 | Chile | 10 | 0 | 16.6151 | 0.2 | 4.4 | 0 | 30.7731 | 12.0565 | 1 | 1 | 5 | 0 | 90%Cut,Lim
prm15_wcost_re9_c2p1_co2_cut90p_t1 | 2050 | Region-wide | 16.1042 | 3.8344 | 85.0024 | 0.2 | 81.637 | 9.95 | 208.2765 | 270.26 | 1 | 1 | 9 | 0 | 90%Cut,Lim
prm15_wcost_re5_c2p1_co2_cut90p_t1 | 2050 | Brazil | 0 | 0.9135 | 39.2956 | 0 | 68.005 | 0.7383 | 134.7393 | 188.439 | 1 | 1 | 5 | 0 | 90%Cut,Lim
prm15_wcost_re6_c2p1_co2_cut90p_t1 | 2050 | Uruguay | 0.35557 | 0 | 5.53 | 0 | 0 | 0 | 3.1777 | 7.0181 | 1 | 1 | 6 | 0 | 90%Cut,Lim
prm15_wcost_re8_c2p1_co2_cut90p_t1 | 2050 | Paraguay | 5.5703 | 0 | 0.99056 | 0 | 0 | 0 | 8.7881 | 3.5907 | 1 | 1 | 8 | 0 | 90%Cut,Lim
prm15_wcost_re1_c2p1_co2_cut90p_t1 | 2050 | Uruguay | 0.56202 | 0 | 5.53 | 0 | 0 | 0 | 3.2316 | 6.7343 | 1 | 1 | 1 | 0 | 90%Cut,Lim
prm15_wcost_re9_c2p1_co2_cut90p_t1 | 2050 | Argentina | 0 | 0 | 32.2724 | 0 | 9.232 | 0 | 30.287 | 69.5586 | 1 | 1 | 9 | 0 | 90%Cut,Lim
prm15_wcost_re20_c2p1_co2_cut90p_t1 | 2050 | Paraguay | 4.4193 | 0 | 1.4575 | 0 | 0 | 0 | 5.6242 | 4.4616 | 1 | 1 | 20 | 1 | 90%Cut,Lim
prm15_wcost_re14_c2p1_co2_cut90p_t1 | 2050 | Chile | 10 | 1.6284 | 10.7946 | 0.2 | 4.4 | 0 | 26.9737 | 19.479 | 1 | 1 | 14 | 1 | 90%Cut,Lim
prm15_wcost_re14_c2p1_co2_cut90p_t1 | 2050 | Paraguay | 5.9228 | 0 | 1.0599 | 0 | 0 | 0 | 8.8361 | 4.0311 | 1 | 1 | 14 | 1 | 90%Cut,Lim
prm15_wcost_re14_c2p1_co2_cut90p_t1 | 2050 | Uruguay | 0.6733 | 0 | 0 | 0 | 0 | 0 | 4.1352 | 8.3487 | 1 | 1 | 14 | 1 | 90%Cut,Lim
prm15_wcost_re20_c2p1_co2_cut90p_t1 | 2050 | Chile | 10 | 0 | 23.9876 | 0.2 | 4.4 | 0 | 16.0234 | 22.5 | 1 | 1 | 20 | 1 | 90%Cut,Lim
prm15_wcost_re15_c2p1_co2_cut90p_t1 | 2050 | Argentina | 0 | 0 | 41.924 | 0 | 9.232 | 0 | 17.624 | 74.3338 | 1 | 1 | 15 | 1 | 90%Cut,Lim
prm15_wcost_re15_c2p1_co2_cut90p_t1 | 2050 | Brazil | 0 | 1.379 | 14.7927 | 0 | 68.005 | 4.6592 | 134.7393 | 193.866 | 1 | 1 | 15 | 1 | 90%Cut,Lim
prm15_wcost_re15_c2p1_co2_cut90p_t1 | 2050 | Chile | 10 | 1.1029 | 24.242 | 0.2 | 4.4 | 0 | 26.9604 | 19.479 | 1 | 1 | 15 | 1 | 90%Cut,Lim
prm15_wcost_re8_c2p1_co2_cut90p_t1 | 2050 | Uruguay | 0.57764 | 0 | 5.53 | 0 | 0 | 0 | 3.9091 | 7.98 | 1 | 1 | 8 | 0 | 90%Cut,Lim
prm15_wcost_re15_c2p1_co2_cut90p_t1 | 2050 | Paraguay | 5.4844 | 0 | 1.2135 | 0 | 0 | 0 | 8.1888 | 4.0858 | 1 | 1 | 15 | 1 | 90%Cut,Lim
prm15_wcost_re15_c2p1_co2_cut90p_t1 | 2050 | Uruguay | 0.87183 | 0 | 5.53 | 0 | 0 | 0 | 3.7446 | 8.0272 | 1 | 1 | 15 | 1 | 90%Cut,Lim
prm15_wcost_re16_c2p1_co2_cut90p_t1 | 2050 | Argentina | 0 | 0 | 27.0417 | 0 | 9.232 | 0 | 9.9501 | 69.3331 | 1 | 1 | 16 | 1 | 90%Cut,Lim
prm15_wcost_re20_c2p1_co2_cut90p_t1 | 2050 | Brazil | 0 | 0 | 35.8405 | 0 | 55.779 | 0 | 125.7154 | 199.0546 | 1 | 1 | 20 | 1 | 90%Cut,Lim
prm15_wcost_re16_c2p1_co2_cut90p_t1 | 2050 | Brazil | 0 | 0 | 36.4887 | 0 | 67.823 | 0 | 134.0267 | 201.3017 | 1 | 1 | 16 | 1 | 90%Cut,Lim
prm15_wcost_re16_c2p1_co2_cut90p_t1 | 2050 | Chile | 10 | 0.7249 | 24.0103 | 0.2 | 4.4 | 0 | 20.0331 | 22.5 | 1 | 1 | 16 | 1 | 90%Cut,Lim
prm15_wcost_re16_c2p1_co2_cut90p_t1 | 2050 | Paraguay | 5.1084 | 0 | 1.2328 | 0 | 0 | 0 | 7.3962 | 4.1186 | 1 | 1 | 16 | 1 | 90%Cut,Lim
prm15_wcost_re16_c2p1_co2_cut90p_t1 | 2050 | Uruguay | 0.63453 | 0 | 5.53 | 0 | 0 | 0 | 3.7815 | 7.4196 | 1 | 1 | 16 | 1 | 90%Cut,Lim
prm15_wcost_re19_c2p1_co2_cut90p_t1 | 2050 | Argentina | 0 | 0 | 27.4257 | 0 | 11.359 | 0 | 17.624 | 77.9973 | 1 | 1 | 19 | 1 | 90%Cut,Lim
prm15_wcost_re19_c2p1_co2_cut90p_t1 | 2050 | Paraguay | 5.9122 | 0 | 1.0574 | 0 | 0 | 0 | 9.2148 | 4.0612 | 1 | 1 | 19 | 1 | 90%Cut,Lim
prm15_wcost_re18_c2p1_co2_cut90p_t1 | 2050 | Uruguay | 0.68238 | 0 | 4.4168 | 0 | 0 | 0 | 4.1192 | 8.9193 | 1 | 1 | 18 | 1 | 90%Cut,Lim
prm15_wcost_re18_c2p1_co2_cut90p_t1 | 2050 | Paraguay | 5.9142 | 0.069446 | 1.0967 | 0 | 0 | 0 | 9.2172 | 3.9844 | 1 | 1 | 18 | 1 | 90%Cut,Lim
prm15_wcost_re18_c2p1_co2_cut90p_t1 | 2050 | Chile | 10 | 2.36 | 22.6324 | 0.2 | 4.4 | 0 | 27.8541 | 17.4267 | 1 | 1 | 18 | 1 | 90%Cut,Lim
prm15_wcost_re19_c2p1_co2_cut90p_t1 | 2050 | Uruguay | 0.53586 | 0 | 0 | 0 | 0 | 0 | 4.0495 | 9.0711 | 1 | 1 | 19 | 1 | 90%Cut,Lim
prm15_wcost_re14_c2p1_co2_cut90p_t1 | 2050 | Brazil | 0 | 1.9485 | 38.4032 | 0 | 68.005 | 9.95 | 134.7393 | 186.195 | 1 | 1 | 14 | 1 | 90%Cut,Lim
prm15_wcost_re18_c2p1_co2_cut90p_t1 | 2050 | Brazil | 0 | 12.8203 | 38.9562 | 0 | 68.005 | 9.95 | 134.7393 | 169.283 | 1 | 1 | 18 | 1 | 90%Cut,Lim
prm15_wcost_re17_c2p1_co2_cut90p_t1 | 2050 | Uruguay | 0.83016 | 0 | 5.53 | 0 | 0 | 0 | 3.7535 | 7.8626 | 1 | 1 | 17 | 1 | 90%Cut,Lim
prm15_wcost_re20_c2p1_co2_cut90p_t1 | 2050 | Argentina | 0 | 0 | 41.6812 | 0 | 9.232 | 0 | 8.5272 | 66.3085 | 1 | 1 | 20 | 1 | 90%Cut,Lim
prm15_wcost_re17_c2p1_co2_cut90p_t1 | 2050 | Paraguay | 5.4051 | 0 | 1.2205 | 0 | 0 | 0 | 8.0102 | 4.1143 | 1 | 1 | 17 | 1 | 90%Cut,Lim
prm15_wcost_re17_c2p1_co2_cut90p_t1 | 2050 | Chile | 10 | 1.1641 | 24.3183 | 0.2 | 4.4 | 0 | 26.4725 | 19.479 | 1 | 1 | 17 | 1 | 90%Cut,Lim
prm15_wcost_re17_c2p1_co2_cut90p_t1 | 2050 | Brazil | 0 | 3.6814 | 37.0263 | 0 | 68.005 | 1.5228 | 134.7393 | 197.979 | 1 | 1 | 17 | 1 | 90%Cut,Lim
prm15_wcost_re17_c2p1_co2_cut90p_t1 | 2050 | Argentina | 0 | 0 | 20.1126 | 0 | 9.232 | 0 | 13.2837 | 73.4629 | 1 | 1 | 17 | 1 | 90%Cut,Lim
prm15_wcost_re18_c2p1_co2_cut90p_t1 | 2050 | Argentina | 0 | 0 | 5.2071 | 0 | 9.232 | 0 | 17.4811 | 76.9301 | 1 | 1 | 18 | 1 | 90%Cut,Lim
prm15_wcost_re19_c2p1_co2_cut90p_t1 | 2050 | Brazil | 0 | 7.2187 | 38.3112 | 0 | 68.005 | 9.95 | 134.7393 | 187.1804 | 1 | 1 | 19 | 1 | 90%Cut,Lim
prm15_wcost_re14_c2p1_co2_cut90p_t1 | 2050 | Argentina | 0 | 0 | 31.3101 | 0 | 9.232 | 0 | 17.624 | 77.8075 | 1 | 1 | 14 | 1 | 90%Cut,Lim
prm15_wcost_re11_c2p1_co2_cut90p_t1 | 2050 | Brazil | 0 | 0 | 36.7489 | 0 | 67.19 | 0 | 130.3579 | 194.649 | 1 | 1 | 11 | 1 | 90%Cut,Lim
prm15_wcost_re9_c2p1_co2_cut90p_t1 | 2050 | Brazil | 0 | 2.412 | 20.6268 | 0 | 68.005 | 9.95 | 134.7393 | 176.36 | 1 | 1 | 9 | 0 | 90%Cut,Lim
prm15_wcost_re9_c2p1_co2_cut90p_t1 | 2050 | Chile | 10 | 1.4224 | 25.6591 | 0.2 | 4.4 | 0 | 30.2981 | 12.8752 | 1 | 1 | 9 | 0 | 90%Cut,Lim
prm15_wcost_re9_c2p1_co2_cut90p_t1 | 2050 | Paraguay | 5.5679 | 0 | 0.91408 | 0 | 0 | 0 | 8.8283 | 3.5428 | 1 | 1 | 9 | 0 | 90%Cut,Lim
prm15_wcost_re9_c2p1_co2_cut90p_t1 | 2050 | Uruguay | 0.53628 | 0 | 5.53 | 0 | 0 | 0 | 4.1238 | 7.9235 | 1 | 1 | 9 | 0 | 90%Cut,Lim
prm15_wcost_re10_c2p1_co2_cut90p_t1 | 2050 | Argentina | 0 | 0 | 40.2744 | 0 | 3.047 | 0 | 18.5847 | 60.479 | 1 | 1 | 10 | 0 | 90%Cut,Lim
prm15_wcost_re10_c2p1_co2_cut90p_t1 | 2050 | Brazil | 0 | 0 | 37.1405 | 0 | 66.382 | 0 | 133.8524 | 171.362 | 1 | 1 | 10 | 0 | 90%Cut,Lim
prm15_wcost_re10_c2p1_co2_cut90p_t1 | 2050 | Chile | 10 | 0 | 25.5052 | 0.2 | 4.4 | 0 | 27.5855 | 12.9282 | 1 | 1 | 10 | 0 | 90%Cut,Lim
prm15_wcost_re10_c2p1_co2_cut90p_t1 | 2050 | Paraguay | 5.043 | 0 | 0.8709 | 0 | 0 | 0 | 7.8528 | 3.306 | 1 | 1 | 10 | 0 | 90%Cut,Lim
prm15_wcost_re10_c2p1_co2_cut90p_t1 | 2050 | Uruguay | 0.26377 | 0 | 5.53 | 0 | 0 | 0 | 3.1185 | 6.7545 | 1 | 1 | 10 | 0 | 90%Cut,Lim
prm15_wcost_re11_c2p1_co2_cut90p_t1 | 2050 | Argentina | 0 | 0 | 31.9833 | 0 | 6.112 | 0 | 9.6606 | 68.4592 | 1 | 1 | 11 | 1 | 90%Cut,Lim
prm15_wcost_re13_c2p1_co2_cut90p_t1 | 2050 | Uruguay | 0.69897 | 0 | 5.53 | 0 | 0 | 0 | 4.2977 | 9.2598 | 1 | 1 | 13 | 1 | 90%Cut,Lim
prm15_wcost_re11_c2p1_co2_cut90p_t1 | 2050 | Chile | 10 | 0 | 24.3754 | 0.2 | 4.4 | 0 | 18.262 | 22.716 | 1 | 1 | 11 | 1 | 90%Cut,Lim
prm15_wcost_re11_c2p1_co2_cut90p_t1 | 2050 | Paraguay | 4.8652 | 0 | 1.2995 | 0 | 0 | 0 | 6.6408 | 4.2826 | 1 | 1 | 11 | 1 | 90%Cut,Lim
prm15_wcost_re19_c2p1_co2_cut90p_t1 | 2050 | Chile | 10 | 2.36 | 6.6522 | 0.2 | 4.4 | 0 | 27.7044 | 18.6756 | 1 | 1 | 19 | 1 | 90%Cut,Lim
prm15_wcost_re12_c2p1_co2_cut90p_t1 | 2050 | Argentina | 0 | 0 | 34.6659 | 0 | 9.232 | 0 | 17.624 | 75.3558 | 1 | 1 | 12 | 1 | 90%Cut,Lim
prm15_wcost_re12_c2p1_co2_cut90p_t1 | 2050 | Brazil | 0 | 3.2261 | 19.137 | 0 | 68.005 | 5.6309 | 134.7393 | 192.963 | 1 | 1 | 12 | 1 | 90%Cut,Lim
prm15_wcost_re13_c2p1_co2_cut90p_t1 | 2050 | Paraguay | 5.8922 | 0.11 | 1.0933 | 0 | 0 | 0 | 9.5232 | 3.8836 | 1 | 1 | 13 | 1 | 90%Cut,Lim
prm15_wcost_re12_c2p1_co2_cut90p_t1 | 2050 | Chile | 10 | 1.3947 | 24.2325 | 0.2 | 4.4 | 0 | 27.0316 | 19.296 | 1 | 1 | 12 | 1 | 90%Cut,Lim
prm15_wcost_re13_c2p1_co2_cut90p_t1 | 2050 | Chile | 10 | 2.36 | 6.6316 | 0.2 | 4.4 | 0 | 27.8947 | 18.5475 | 1 | 1 | 13 | 1 | 90%Cut,Lim
prm15_wcost_re13_c2p1_co2_cut90p_t1 | 2050 | Brazil | 0 | 14.3211 | 17.1221 | 0 | 68.005 | 9.95 | 134.7393 | 173.7401 | 1 | 1 | 13 | 1 | 90%Cut,Lim
prm15_wcost_re12_c2p1_co2_cut90p_t1 | 2050 | Paraguay | 5.4938 | 0 | 1.2066 | 0 | 0 | 0 | 8.3127 | 4.0917 | 1 | 1 | 12 | 1 | 90%Cut,Lim
prm15_wcost_re11_c2p1_co2_cut90p_t1 | 2050 | Uruguay | 0.63408 | 0 | 5.53 | 0 | 0 | 0 | 3.5654 | 7.2715 | 1 | 1 | 11 | 1 | 90%Cut,Lim
prm15_wcost_re12_c2p1_co2_cut90p_t1 | 2050 | Uruguay | 0.68204 | 0 | 5.53 | 0 | 0 | 0 | 4.0986 | 8.0864 | 1 | 1 | 12 | 1 | 90%Cut,Lim
prm15_wcost_re13_c2p1_co2_cut90p_t1 | 2050 | Argentina | 0 | 0 | 37.4768 | 0 | 11.359 | 0 | 20.1799 | 77.4527 | 1 | 1 | 13 | 1 | 90%Cut,Lim
prm15_wcost_re20_c2p1_co2_cut90p_t1 | 2050 | Uruguay | 0.5496 | 0 | 5.53 | 0 | 0 | 0 | 3.5786 | 7.1465 | 1 | 1 | 20 | 1 | 90%Cut,Lim
prm15_wcost_re20_c2p1_co2_cut90p_tn | 2050 | Paraguay | 0 | 0 | 0 | 0 | 0 | 0 | 5.8964 | 13.1097 | 1 | 0 | 20 | 1 | 90%Cut,Full
prm15_wcost_re19_c2p1_co2_cut90p_tn | 2050 | Chile | 0 | 0 | 23.1887 | 0.2 | 4.4 | 0 | 28.6848 | 0 | 1 | 0 | 19 | 1 | 90%Cut,Full
prm15_wcost_re19_c2p1_co2_cut90p_tn | 2050 | Paraguay | 0.09722 | 0 | 0 | 0 | 0 | 0 | 6.6408 | 16.3729 | 1 | 0 | 19 | 1 | 90%Cut,Full
prm15_wcost_re19_c2p1_co2_cut90p_tn | 2050 | Uruguay | 0.26837 | 0 | 5.53 | 0 | 0 | 0 | 4.4384 | 9.0844 | 1 | 0 | 19 | 1 | 90%Cut,Full
prm15_wcost_re20_c2p1_co2_cut90p_tn | 2050 | Uruguay | 0.19177 | 0 | 5.53 | 0 | 0 | 0 | 3.3267 | 7.744 | 1 | 0 | 20 | 1 | 90%Cut,Full
prm15_wcost_re20_c2p1_co2_cut90p_tn | 2050 | Brazil | 0 | 0 | 37.3241 | 0 | 68.005 | 0 | 116.7069 | 172.3527 | 1 | 0 | 20 | 1 | 90%Cut,Full
prm15_wcost_re11_c2p1_co2_cut90p_tn | 2050 | Region-wide | 0.76828 | 0 | 113.7504 | 0.2 | 81.637 | 0 | 154.3595 | 273.2388 | 1 | 0 | 11 | 1 | 90%Cut,Full
prm15_wcost_re20_c2p1_co2_cut90p_tn | 2050 | Chile | 0.20372 | 0 | 34.0492 | 0.2 | 4.4 | 0 | 23.4736 | 0.069 | 1 | 0 | 20 | 1 | 90%Cut,Full
prm15_wcost_re20_c2p1_co2_cut90p_tn | 2050 | Argentina | 0 | 0 | 36.935 | 0 | 9.232 | 0 | 0.67997 | 82.2424 | 1 | 0 | 20 | 1 | 90%Cut,Full
prm15_wcost_re10_c2p1_co2_cut90p_tn | 2050 | Region-wide | 6.6769 | 0 | 123.7018 | 0.2 | 70.433 | 0 | 181.1474 | 235.9898 | 1 | 0 | 10 | 0 | 90%Cut,Full
prm15_wcost_re18_c2p1_co2_cut90p_tn | 2050 | Region-wide | 0.41847 | 0 | 101.5712 | 0.2 | 81.514 | 8.7509 | 170.1069 | 304.4476 | 1 | 0 | 18 | 1 | 90%Cut,Full
prm15_wcost_re13_c2p1_co2_cut90p_tn | 2050 | Region-wide | 0.45398 | 1.5709 | 98.9501 | 0.2 | 81.814 | 9.95 | 176.1281 | 300.5717 | 1 | 0 | 13 | 1 | 90%Cut,Full
prm15_wcost_re9_c2p1_co2_cut90p_tn | 2050 | Region-wide | 6.9564 | 0 | 106.292 | 0.2 | 80.877 | 0 | 192.3785 | 289.4811 | 1 | 0 | 9 | 0 | 90%Cut,Full
prm15_wcost_re8_c2p1_co2_cut90p_tn | 2050 | Region-wide | 6.9617 | 0 | 103.5878 | 0.2 | 81.814 | 3.7995 | 189.9208 | 273.1796 | 1 | 0 | 8 | 0 | 90%Cut,Full
prm15_wcost_re7_c2p1_co2_cut90p_tn | 2050 | Region-wide | 10.1632 | 0 | 106.4359 | 0.2 | 81.637 | 0 | 185.8971 | 256.5951 | 1 | 0 | 7 | 0 | 90%Cut,Full
prm15_wcost_re19_c2p1_co2_cut90p_tn | 2050 | Brazil | 0 | 0 | 38.9704 | 0 | 67.317 | 5.6526 | 134.6428 | 190.214 | 1 | 0 | 19 | 1 | 90%Cut,Full
prm15_wcost_re6_c2p1_co2_cut90p_tn | 2050 | Region-wide | 11.012 | 0 | 108.7057 | 0.2 | 80.7 | 0 | 185.0967 | 239.1426 | 1 | 0 | 6 | 0 | 90%Cut,Full
prm15_wcost_re5_c2p1_co2_cut90p_tn | 2050 | Region-wide | 9.4748 | 0 | 106.7811 | 0.2 | 81.637 | 0 | 186.0761 | 259.3403 | 1 | 0 | 5 | 0 | 90%Cut,Full
prm15_wcost_re4_c2p1_co2_cut90p_tn | 2050 | Region-wide | 9.6713 | 0 | 106.6431 | 0.2 | 80.101 | 0 | 189.6139 | 271.1605 | 1 | 0 | 4 | 0 | 90%Cut,Full
prm15_wcost_re12_c2p1_co2_cut90p_tn | 2050 | Region-wide | 3.5811 | 0 | 107.1524 | 0.2 | 81.814 | 0 | 170.8931 | 302.1041 | 1 | 0 | 12 | 1 | 90%Cut,Full
prm15_wcost_re3_c2p1_co2_cut90p_tn | 2050 | Region-wide | 6.871 | 0 | 100.4278 | 0.2 | 81.814 | 8.0027 | 191.1949 | 265.5597 | 1 | 0 | 3 | 0 | 90%Cut,Full
prm15_wcost_re20_c2p1_co2_cut90p_tn | 2050 | Region-wide | 0.39549 | 0 | 113.8383 | 0.2 | 81.637 | 0 | 150.0835 | 275.5178 | 1 | 0 | 20 | 1 | 90%Cut,Full
prm15_wcost_re1_c2p1_co2_cut90p_tn | 2050 | Region-wide | 10.1678 | 0 | 110.1367 | 0.2 | 80.7 | 0 | 183.301 | 234.4475 | 1 | 0 | 1 | 0 | 90%Cut,Full
prm15_wcost_re19_c2p1_co2_cut90p_tn | 2050 | Region-wide | 0.36559 | 0 | 104.6241 | 0.2 | 80.012 | 5.6526 | 176.3235 | 317.2498 | 1 | 0 | 19 | 1 | 90%Cut,Full
prm15_wcost_re17_c2p1_co2_cut90p_tn | 2050 | Region-wide | 3.4001 | 0 | 107.642 | 0.2 | 82.453 | 0 | 166.6978 | 294.5231 | 1 | 0 | 17 | 1 | 90%Cut,Full
prm15_wcost_re16_c2p1_co2_cut90p_tn | 2050 | Region-wide | 1.336 | 0 | 112.5161 | 0.2 | 81.637 | 0 | 162.0701 | 278.571 | 1 | 0 | 16 | 1 | 90%Cut,Full
prm15_wcost_re15_c2p1_co2_cut90p_tn | 2050 | Region-wide | 3.6604 | 0 | 107.9487 | 0.2 | 81.814 | 0 | 167.6769 | 295.0996 | 1 | 0 | 15 | 1 | 90%Cut,Full
prm15_wcost_re14_c2p1_co2_cut90p_tn | 2050 | Region-wide | 1.2702 | 0 | 107.7135 | 0.2 | 81.637 | 1.13 | 172.1987 | 308.4787 | 1 | 0 | 14 | 1 | 90%Cut,Full
prm15_wcost_re2_c2p1_co2_cut90p_tn | 2050 | Region-wide | 9.6165 | 0 | 107.0663 | 0.2 | 80.877 | 0 | 189.3977 | 262.0056 | 1 | 0 | 2 | 0 | 90%Cut,Full
prm15_wcost_re19_c2p1_co2_cut90p_tn | 2050 | Argentina | 0 | 0 | 36.935 | 0 | 8.295 | 0 | 1.9167 | 101.5784 | 1 | 0 | 19 | 1 | 90%Cut,Full
prm15_wcost_re12_c2p1_co2_cut90p_tn | 2050 | Argentina | 0 | 0 | 36.935 | 0 | 9.232 | 0 | 0.91293 | 102.3608 | 1 | 0 | 12 | 1 | 90%Cut,Full
prm15_wcost_re18_c2p1_co2_cut90p_tn | 2050 | Paraguay | 0.048614 | 0 | 0 | 0 | 0 | 0 | 5.4885 | 16.8194 | 1 | 0 | 18 | 1 | 90%Cut,Full
prm15_wcost_re5_c2p1_co2_cut90p_tn | 2050 | Paraguay | 0.6903 | 0 | 0 | 0 | 0 | 0 | 7.6932 | 13.9715 | 1 | 0 | 5 | 0 | 90%Cut,Full
prm15_wcost_re5_c2p1_co2_cut90p_tn | 2050 | Uruguay | 0.69982 | 0 | 5.53 | 0 | 0 | 0 | 4.4361 | 7.5505 | 1 | 0 | 5 | 0 | 90%Cut,Full
prm15_wcost_re6_c2p1_co2_cut90p_tn | 2050 | Argentina | 0 | 0 | 36.935 | 0 | 8.295 | 0 | 6.7436 | 71.2047 | 1 | 0 | 6 | 0 | 90%Cut,Full
prm15_wcost_re6_c2p1_co2_cut90p_tn | 2050 | Brazil | 0 | 0 | 38.2926 | 0 | 68.005 | 0 | 132.5647 | 148.8502 | 1 | 0 | 6 | 0 | 90%Cut,Full
prm15_wcost_re6_c2p1_co2_cut90p_tn | 2050 | Chile | 10 | 0 | 27.9481 | 0.2 | 4.4 | 0 | 34.1843 | 0 | 1 | 0 | 6 | 0 | 90%Cut,Full
prm15_wcost_re6_c2p1_co2_cut90p_tn | 2050 | Paraguay | 0.37407 | 0 | 0 | 0 | 0 | 0 | 7.286 | 12.0687 | 1 | 0 | 6 | 0 | 90%Cut,Full
prm15_wcost_re6_c2p1_co2_cut90p_tn | 2050 | Uruguay | 0.63791 | 0 | 5.53 | 0 | 0 | 0 | 4.3181 | 7.019 | 1 | 0 | 6 | 0 | 90%Cut,Full
prm15_wcost_re7_c2p1_co2_cut90p_tn | 2050 | Argentina | 0 | 0 | 36.935 | 0 | 9.232 | 0 | 8.0374 | 74.211 | 1 | 0 | 7 | 0 | 90%Cut,Full
prm15_wcost_re5_c2p1_co2_cut90p_tn | 2050 | Chile | 8.0847 | 0 | 24.7981 | 0.2 | 4.4 | 0 | 31.7639 | 0 | 1 | 0 | 5 | 0 | 90%Cut,Full
prm15_wcost_re7_c2p1_co2_cut90p_tn | 2050 | Brazil | 0 | 0 | 38.409 | 0 | 68.005 | 0 | 134.2025 | 161.187 | 1 | 0 | 7 | 0 | 90%Cut,Full
prm15_wcost_re7_c2p1_co2_cut90p_tn | 2050 | Paraguay | 0.72225 | 0 | 0 | 0 | 0 | 0 | 7.718 | 13.7544 | 1 | 0 | 7 | 0 | 90%Cut,Full
prm15_wcost_re7_c2p1_co2_cut90p_tn | 2050 | Uruguay | 0.66229 | 0 | 5.53 | 0 | 0 | 0 | 4.3293 | 7.4427 | 1 | 0 | 7 | 0 | 90%Cut,Full
prm15_wcost_re8_c2p1_co2_cut90p_tn | 2050 | Argentina | 0 | 0 | 31.2701 | 0 | 9.232 | 0 | 9.7176 | 85.4424 | 1 | 0 | 8 | 0 | 90%Cut,Full
prm15_wcost_re8_c2p1_co2_cut90p_tn | 2050 | Brazil | 0 | 0 | 43.1688 | 0 | 68.182 | 3.7995 | 134.7393 | 164.4215 | 1 | 0 | 8 | 0 | 90%Cut,Full
prm15_wcost_re8_c2p1_co2_cut90p_tn | 2050 | Chile | 5.9888 | 0 | 23.6188 | 0.2 | 4.4 | 0 | 31.7109 | 0 | 1 | 0 | 8 | 0 | 90%Cut,Full
prm15_wcost_re8_c2p1_co2_cut90p_tn | 2050 | Paraguay | 0.10406 | 0 | 0 | 0 | 0 | 0 | 8.8327 | 15.069 | 1 | 0 | 8 | 0 | 90%Cut,Full
prm15_wcost_re8_c2p1_co2_cut90p_tn | 2050 | Uruguay | 0.86888 | 0 | 5.53 | 0 | 0 | 0 | 4.9203 | 8.2468 | 1 | 0 | 8 | 0 | 90%Cut,Full
prm15_wcost_re9_c2p1_co2_cut90p_tn | 2050 | Argentina | 0 | 0 | 36.935 | 0 | 8.295 | 0 | 10.086 | 83.9268 | 1 | 0 | 9 | 0 | 90%Cut,Full
prm15_wcost_re7_c2p1_co2_cut90p_tn | 2050 | Chile | 8.7787 | 0 | 25.5619 | 0.2 | 4.4 | 0 | 31.6099 | 0 | 1 | 0 | 7 | 0 | 90%Cut,Full
prm15_wcost_re5_c2p1_co2_cut90p_tn | 2050 | Brazil | 0 | 0 | 39.518 | 0 | 68.005 | 0 | 134.5163 | 161.187 | 1 | 0 | 5 | 0 | 90%Cut,Full
prm15_wcost_re5_c2p1_co2_cut90p_tn | 2050 | Argentina | 0 | 0 | 36.935 | 0 | 9.232 | 0 | 7.6666 | 76.6313 | 1 | 0 | 5 | 0 | 90%Cut,Full
prm15_wcost_re4_c2p1_co2_cut90p_tn | 2050 | Uruguay | 0.70571 | 0 | 5.53 | 0 | 0 | 0 | 4.539 | 8.0257 | 1 | 0 | 4 | 0 | 90%Cut,Full
prm15_wcost_re1_c2p1_co2_cut90p_tn | 2050 | Argentina | 0 | 0 | 36.935 | 0 | 8.295 | 0 | 6.124 | 67.7834 | 1 | 0 | 1 | 0 | 90%Cut,Full
prm15_wcost_re1_c2p1_co2_cut90p_tn | 2050 | Brazil | 0 | 0 | 39.1897 | 0 | 68.005 | 0 | 131.4941 | 148.5248 | 1 | 0 | 1 | 0 | 90%Cut,Full
prm15_wcost_re1_c2p1_co2_cut90p_tn | 2050 | Chile | 9.5683 | 0 | 28.4821 | 0.2 | 4.4 | 0 | 34.1419 | 0 | 1 | 0 | 1 | 0 | 90%Cut,Full
prm15_wcost_re1_c2p1_co2_cut90p_tn | 2050 | Paraguay | 0 | 0 | 0 | 0 | 0 | 0 | 7.3523 | 11.322 | 1 | 0 | 1 | 0 | 90%Cut,Full
prm15_wcost_re1_c2p1_co2_cut90p_tn | 2050 | Uruguay | 0.59948 | 0 | 5.53 | 0 | 0 | 0 | 4.1887 | 6.8172 | 1 | 0 | 1 | 0 | 90%Cut,Full
prm15_wcost_re2_c2p1_co2_cut90p_tn | 2050 | Argentina | 0 | 0 | 36.935 | 0 | 8.295 | 0 | 8.1334 | 77.8858 | 1 | 0 | 2 | 0 | 90%Cut,Full
prm15_wcost_re2_c2p1_co2_cut90p_tn | 2050 | Brazil | 0 | 0 | 39.9525 | 0 | 68.182 | 0 | 134.7393 | 161.7746 | 1 | 0 | 2 | 0 | 90%Cut,Full
prm15_wcost_re2_c2p1_co2_cut90p_tn | 2050 | Chile | 7.6158 | 0 | 24.6488 | 0.2 | 4.4 | 0 | 34.2375 | 0 | 1 | 0 | 2 | 0 | 90%Cut,Full
prm15_wcost_re2_c2p1_co2_cut90p_tn | 2050 | Paraguay | 1.2981 | 0 | 0 | 0 | 0 | 0 | 7.6932 | 14.6565 | 1 | 0 | 2 | 0 | 90%Cut,Full
prm15_wcost_re2_c2p1_co2_cut90p_tn | 2050 | Uruguay | 0.70257 | 0 | 5.53 | 0 | 0 | 0 | 4.5944 | 7.6887 | 1 | 0 | 2 | 0 | 90%Cut,Full
prm15_wcost_re3_c2p1_co2_cut90p_tn | 2050 | Argentina | 0 | 0 | 36.935 | 0 | 9.232 | 0 | 10.6804 | 85.9274 | 1 | 0 | 3 | 0 | 90%Cut,Full
prm15_wcost_re3_c2p1_co2_cut90p_tn | 2050 | Brazil | 0 | 0 | 34.0059 | 0 | 68.182 | 8.0027 | 134.7393 | 156.0867 | 1 | 0 | 3 | 0 | 90%Cut,Full
prm15_wcost_re3_c2p1_co2_cut90p_tn | 2050 | Chile | 5.9852 | 0 | 23.9569 | 0.2 | 4.4 | 0 | 32.5223 | 0 | 1 | 0 | 3 | 0 | 90%Cut,Full
prm15_wcost_re3_c2p1_co2_cut90p_tn | 2050 | Paraguay | 0.033027 | 0 | 0 | 0 | 0 | 0 | 8.2766 | 15.0947 | 1 | 0 | 3 | 0 | 90%Cut,Full
prm15_wcost_re3_c2p1_co2_cut90p_tn | 2050 | Uruguay | 0.85276 | 0 | 5.53 | 0 | 0 | 0 | 4.9762 | 8.4509 | 1 | 0 | 3 | 0 | 90%Cut,Full
prm15_wcost_re4_c2p1_co2_cut90p_tn | 2050 | Argentina | 0 | 0 | 36.935 | 0 | 8.295 | 0 | 9.0973 | 81.2464 | 1 | 0 | 4 | 0 | 90%Cut,Full
prm15_wcost_re4_c2p1_co2_cut90p_tn | 2050 | Brazil | 0 | 0 | 40.2485 | 0 | 67.406 | 0 | 134.7393 | 166.491 | 1 | 0 | 4 | 0 | 90%Cut,Full
prm15_wcost_re4_c2p1_co2_cut90p_tn | 2050 | Chile | 7.804 | 0 | 23.9296 | 0.2 | 4.4 | 0 | 33.3855 | 0 | 1 | 0 | 4 | 0 | 90%Cut,Full
prm15_wcost_re4_c2p1_co2_cut90p_tn | 2050 | Paraguay | 1.1617 | 0 | 0 | 0 | 0 | 0 | 7.8528 | 15.3974 | 1 | 0 | 4 | 0 | 90%Cut,Full
prm15_wcost_re9_c2p1_co2_cut90p_tn | 2050 | Brazil | 0 | 0 | 43.2032 | 0 | 68.182 | 0 | 134.7393 | 181.7854 | 1 | 0 | 9 | 0 | 90%Cut,Full
prm15_wcost_re18_c2p1_co2_cut90p_tn | 2050 | Uruguay | 0.36986 | 0 | 5.53 | 0 | 0 | 0 | 4.2719 | 9.0971 | 1 | 0 | 18 | 1 | 90%Cut,Full
prm15_wcost_re9_c2p1_co2_cut90p_tn | 2050 | Chile | 6.2422 | 0 | 20.6238 | 0.2 | 4.4 | 0 | 33.7803 | 0 | 1 | 0 | 9 | 0 | 90%Cut,Full
prm15_wcost_re9_c2p1_co2_cut90p_tn | 2050 | Uruguay | 0.71413 | 0 | 5.53 | 0 | 0 | 0 | 5.0016 | 8.3944 | 1 | 0 | 9 | 0 | 90%Cut,Full
prm15_wcost_re15_c2p1_co2_cut90p_tn | 2050 | Argentina | 0 | 0 | 36.935 | 0 | 9.232 | 0 | 0.6367 | 100.1677 | 1 | 0 | 15 | 1 | 90%Cut,Full
prm15_wcost_re15_c2p1_co2_cut90p_tn | 2050 | Brazil | 0 | 0 | 37.9407 | 0 | 68.182 | 0 | 133.528 | 170.6327 | 1 | 0 | 15 | 1 | 90%Cut,Full
prm15_wcost_re15_c2p1_co2_cut90p_tn | 2050 | Chile | 1.0121 | 0 | 27.543 | 0.2 | 4.4 | 0 | 23.2768 | 0 | 1 | 0 | 15 | 1 | 90%Cut,Full
prm15_wcost_re15_c2p1_co2_cut90p_tn | 2050 | Paraguay | 2.0957 | 0 | 0 | 0 | 0 | 0 | 6.0602 | 15.9125 | 1 | 0 | 15 | 1 | 90%Cut,Full
prm15_wcost_re15_c2p1_co2_cut90p_tn | 2050 | Uruguay | 0.55257 | 0 | 5.53 | 0 | 0 | 0 | 4.1752 | 8.3867 | 1 | 0 | 15 | 1 | 90%Cut,Full
prm15_wcost_re16_c2p1_co2_cut90p_tn | 2050 | Argentina | 0 | 0 | 36.935 | 0 | 9.232 | 0 | 0.7769 | 89.7304 | 1 | 0 | 16 | 1 | 90%Cut,Full
prm15_wcost_re16_c2p1_co2_cut90p_tn | 2050 | Brazil | 0 | 0 | 41.6898 | 0 | 68.005 | 0 | 127.8874 | 166.7595 | 1 | 0 | 16 | 1 | 90%Cut,Full
prm15_wcost_re16_c2p1_co2_cut90p_tn | 2050 | Chile | 0.5319 | 0 | 28.3613 | 0.2 | 4.4 | 0 | 23.6409 | 0 | 1 | 0 | 16 | 1 | 90%Cut,Full
prm15_wcost_re14_c2p1_co2_cut90p_tn | 2050 | Uruguay | 0.46331 | 0 | 5.53 | 0 | 0 | 0 | 4.2854 | 8.9435 | 1 | 0 | 14 | 1 | 90%Cut,Full
prm15_wcost_re16_c2p1_co2_cut90p_tn | 2050 | Paraguay | 0.25671 | 0 | 0 | 0 | 0 | 0 | 5.5816 | 14.2379 | 1 | 0 | 16 | 1 | 90%Cut,Full
prm15_wcost_re17_c2p1_co2_cut90p_tn | 2050 | Argentina | 0 | 0 | 36.935 | 0 | 10.048 | 0 | 0.80136 | 95.0028 | 1 | 0 | 17 | 1 | 90%Cut,Full
prm15_wcost_re17_c2p1_co2_cut90p_tn | 2050 | Brazil | 0 | 0 | 37.5779 | 0 | 68.005 | 0 | 132.762 | 175.476 | 1 | 0 | 17 | 1 | 90%Cut,Full
prm15_wcost_re17_c2p1_co2_cut90p_tn | 2050 | Chile | 0.78325 | 0 | 27.5992 | 0.2 | 4.4 | 0 | 23.0284 | 0 | 1 | 0 | 17 | 1 | 90%Cut,Full
prm15_wcost_re17_c2p1_co2_cut90p_tn | 2050 | Paraguay | 2.0431 | 0 | 0 | 0 | 0 | 0 | 5.9267 | 15.7672 | 1 | 0 | 17 | 1 | 90%Cut,Full
prm15_wcost_re17_c2p1_co2_cut90p_tn | 2050 | Uruguay | 0.57373 | 0 | 5.53 | 0 | 0 | 0 | 4.1794 | 8.2771 | 1 | 0 | 17 | 1 | 90%Cut,Full
prm15_wcost_re18_c2p1_co2_cut90p_tn | 2050 | Argentina | 0 | 0 | 30.43 | 0 | 8.932 | 0 | 1.0312 | 104.034 | 1 | 0 | 18 | 1 | 90%Cut,Full
prm15_wcost_re18_c2p1_co2_cut90p_tn | 2050 | Brazil | 0 | 0 | 42.2112 | 0 | 68.182 | 8.7509 | 133.8752 | 174.4971 | 1 | 0 | 18 | 1 | 90%Cut,Full
prm15_wcost_re18_c2p1_co2_cut90p_tn | 2050 | Chile | 0 | 0 | 23.4 | 0.2 | 4.4 | 0 | 25.4401 | 0 | 1 | 0 | 18 | 1 | 90%Cut,Full
prm15_wcost_re16_c2p1_co2_cut90p_tn | 2050 | Uruguay | 0.54743 | 0 | 5.53 | 0 | 0 | 0 | 4.1833 | 7.8432 | 1 | 0 | 16 | 1 | 90%Cut,Full
prm15_wcost_re14_c2p1_co2_cut90p_tn | 2050 | Paraguay | 0.4442 | 0 | 0 | 0 | 0 | 0 | 6.4454 | 16.5275 | 1 | 0 | 14 | 1 | 90%Cut,Full
prm15_wcost_re14_c2p1_co2_cut90p_tn | 2050 | Chile | 0.36269 | 0 | 25.3921 | 0.2 | 4.4 | 0 | 25.763 | 0 | 1 | 0 | 14 | 1 | 90%Cut,Full
prm15_wcost_re14_c2p1_co2_cut90p_tn | 2050 | Brazil | 0 | 0 | 39.8563 | 0 | 68.005 | 1.13 | 134.6428 | 176.5125 | 1 | 0 | 14 | 1 | 90%Cut,Full
prm15_wcost_re10_c2p1_co2_cut90p_tn | 2050 | Argentina | 0 | 0 | 44.0881 | 0 | 8.295 | 0 | 5.8177 | 66.6179 | 1 | 0 | 10 | 0 | 90%Cut,Full
prm15_wcost_re10_c2p1_co2_cut90p_tn | 2050 | Brazil | 0 | 0 | 39.5038 | 0 | 57.738 | 0 | 129.5524 | 151.8033 | 1 | 0 | 10 | 0 | 90%Cut,Full
prm15_wcost_re10_c2p1_co2_cut90p_tn | 2050 | Chile | 6.1732 | 0 | 34.58 | 0.2 | 4.4 | 0 | 33.9872 | 0.06 | 1 | 0 | 10 | 0 | 90%Cut,Full
prm15_wcost_re10_c2p1_co2_cut90p_tn | 2050 | Paraguay | 0 | 0 | 0 | 0 | 0 | 0 | 7.5434 | 10.917 | 1 | 0 | 10 | 0 | 90%Cut,Full
prm15_wcost_re11_c2p1_co2_cut90p_tn | 2050 | Argentina | 0 | 0 | 40.2491 | 0 | 9.232 | 0 | 0.5019 | 86.6344 | 1 | 0 | 11 | 1 | 90%Cut,Full
prm15_wcost_re11_c2p1_co2_cut90p_tn | 2050 | Brazil | 0 | 0 | 37.3533 | 0 | 68.005 | 0 | 121.1568 | 165.294 | 1 | 0 | 11 | 1 | 90%Cut,Full
prm15_wcost_re11_c2p1_co2_cut90p_tn | 2050 | Chile | 0.30081 | 0 | 30.618 | 0.2 | 4.4 | 0 | 23.3709 | 0 | 1 | 0 | 11 | 1 | 90%Cut,Full
prm15_wcost_re11_c2p1_co2_cut90p_tn | 2050 | Paraguay | 0 | 0 | 0 | 0 | 0 | 0 | 5.5415 | 13.6662 | 1 | 0 | 11 | 1 | 90%Cut,Full
prm15_wcost_re11_c2p1_co2_cut90p_tn | 2050 | Uruguay | 0.46747 | 0 | 5.53 | 0 | 0 | 0 | 3.7884 | 7.6441 | 1 | 0 | 11 | 1 | 90%Cut,Full
prm15_wcost_re12_c2p1_co2_cut90p_tn | 2050 | Brazil | 0 | 0 | 39.7366 | 0 | 68.182 | 0 | 134.5678 | 175.053 | 1 | 0 | 12 | 1 | 90%Cut,Full
prm15_wcost_re12_c2p1_co2_cut90p_tn | 2050 | Chile | 0.8594 | 0 | 24.9508 | 0.2 | 4.4 | 0 | 24.879 | 0 | 1 | 0 | 12 | 1 | 90%Cut,Full
prm15_wcost_re12_c2p1_co2_cut90p_tn | 2050 | Paraguay | 2.1666 | 0 | 0 | 0 | 0 | 0 | 6.2152 | 16.0802 | 1 | 0 | 12 | 1 | 90%Cut,Full
prm15_wcost_re12_c2p1_co2_cut90p_tn | 2050 | Uruguay | 0.55509 | 0 | 5.53 | 0 | 0 | 0 | 4.3181 | 8.6101 | 1 | 0 | 12 | 1 | 90%Cut,Full
prm15_wcost_re13_c2p1_co2_cut90p_tn | 2050 | Argentina | 0 | 0 | 36.935 | 0 | 9.232 | 0 | 1.934 | 104.034 | 1 | 0 | 13 | 1 | 90%Cut,Full
prm15_wcost_re13_c2p1_co2_cut90p_tn | 2050 | Brazil | 0 | 1.5709 | 38.8854 | 0 | 68.182 | 9.95 | 134.5678 | 170.2149 | 1 | 0 | 13 | 1 | 90%Cut,Full
prm15_wcost_re13_c2p1_co2_cut90p_tn | 2050 | Chile | 0.054628 | 0 | 23.1297 | 0.2 | 4.4 | 0 | 29.2175 | 0 | 1 | 0 | 13 | 1 | 90%Cut,Full
prm15_wcost_re13_c2p1_co2_cut90p_tn | 2050 | Paraguay | 0.021222 | 0 | 0 | 0 | 0 | 0 | 5.9105 | 17.0095 | 1 | 0 | 13 | 1 | 90%Cut,Full
prm15_wcost_re13_c2p1_co2_cut90p_tn | 2050 | Uruguay | 0.37813 | 0 | 0 | 0 | 0 | 0 | 4.4983 | 9.3134 | 1 | 0 | 13 | 1 | 90%Cut,Full
prm15_wcost_re14_c2p1_co2_cut90p_tn | 2050 | Argentina | 0 | 0 | 36.935 | 0 | 9.232 | 0 | 1.0621 | 106.4952 | 1 | 0 | 14 | 1 | 90%Cut,Full
prm15_wcost_re9_c2p1_co2_cut90p_tn | 2050 | Paraguay | 0 | 0 | 0 | 0 | 0 | 0 | 8.7713 | 15.3746 | 1 | 0 | 9 | 0 | 90%Cut,Full
prm15_wcost_re10_c2p1_co2_cut90p_tn | 2050 | Uruguay | 0.50374 | 0 | 5.53 | 0 | 0 | 0 | 4.2467 | 6.5916 | 1 | 0 | 10 | 0 | 90%Cut,Full

## Supp. Figure 2
load_zone | tech | scs | 2020 | 2025 | 2030 | 2035 | 2040 | 2045 | 2050 | emis_policy | exist_trd | op_char | fixed_pv | pol
Region-wide | Solar | prm15_wcost_re11_c2p1_t1 | 1.6058 | 1.3662 | 1.2176 | 1.0559 | 1.1371 | 1.1126 | 2.4519 | 0 | 1 | 11 | 1 | NoCut,Lim
Region-wide | Solar | prm15_wcost_re10_c2p1_t1 | 1.6104 | 3.9017 | 9.3512 | 8.89 | 9.666 | 11.3923 | 13.3828 | 0 | 1 | 10 | 0 | NoCut,Lim
Region-wide | Solar | prm15_wcost_re12_c2p1_t1 | 1.6058 | 1.3683 | 2.6187 | 4.046 | 3.5423 | 5.4279 | 7.7305 | 0 | 1 | 12 | 1 | NoCut,Lim
Region-wide | Solar | prm15_wcost_re13_c2p1_t1 | 1.6058 | 1.3683 | 5.9653 | 10.624 | 9.2549 | 9.8654 | 9.9592 | 0 | 1 | 13 | 1 | NoCut,Lim
Region-wide | BNG | prm15_wcost_re17_c2p1_t1 | 13.0141 | 10.2336 | 9.7412 | 8.5577 | 7.5376 | 6.1486 | 5.3621 | 0 | 1 | 17 | 1 | NoCut,Lim
Region-wide | BNG | prm15_wcost_re18_c2p1_t1 | 13.0141 | 10.8563 | 9.8234 | 8.5029 | 7.5667 | 6.1796 | 5.3861 | 0 | 1 | 18 | 1 | NoCut,Lim
Region-wide | BNG | prm15_wcost_re19_c2p1_t1 | 13.0141 | 10.9544 | 9.8234 | 8.4927 | 7.5578 | 6.1829 | 5.3878 | 0 | 1 | 19 | 1 | NoCut,Lim
Region-wide | BNG | prm15_wcost_re1_c2p1_t1 | 13.0147 | 9.13 | 8.5174 | 8.1241 | 7.0637 | 5.758 | 5.0238 | 0 | 1 | 1 | 0 | NoCut,Lim
Region-wide | BNG | prm15_wcost_re20_c2p1_t1 | 13.0141 | 9.5041 | 8.9488 | 8.2267 | 7.1387 | 6.129 | 5.3588 | 0 | 1 | 20 | 1 | NoCut,Lim
Region-wide | Fossil | prm15_wcost_re15_c2p1_t1 | 21.6142 | 22.3958 | 22.5929 | 28.0475 | 34.5747 | 35.983 | 37.7272 | 0 | 1 | 15 | 1 | NoCut,Lim
Region-wide | BNG | prm15_wcost_re16_c2p1_t1 | 13.0141 | 9.815 | 9.4605 | 8.2638 | 7.1988 | 6.1438 | 5.3607 | 0 | 1 | 16 | 1 | NoCut,Lim
Region-wide | BNG | prm15_wcost_re11_c2p1_t1 | 13.0141 | 9.5728 | 9.0357 | 8.2482 | 7.1538 | 6.1466 | 5.3592 | 0 | 1 | 11 | 1 | NoCut,Lim
Region-wide | Fossil | prm15_wcost_re18_c2p1_t1 | 21.6142 | 24.9009 | 26.7649 | 30.2784 | 35.9975 | 37.4118 | 40.8123 | 0 | 1 | 18 | 1 | NoCut,Lim
Region-wide | BNG | prm15_wcost_re12_c2p1_t1 | 13.0141 | 10.4756 | 9.7927 | 8.656 | 7.5702 | 6.1519 | 5.364 | 0 | 1 | 12 | 1 | NoCut,Lim
Region-wide | Fossil | prm15_wcost_re17_c2p1_t1 | 21.6142 | 22.08 | 22.667 | 28.0155 | 34.5454 | 35.7738 | 36.3596 | 0 | 1 | 17 | 1 | NoCut,Lim
Region-wide | BNG | prm15_wcost_re14_c2p1_t1 | 13.0141 | 10.7687 | 9.8233 | 8.6115 | 7.5703 | 6.1517 | 5.3797 | 0 | 1 | 14 | 1 | NoCut,Lim
Region-wide | BNG | prm15_wcost_re15_c2p1_t1 | 13.0141 | 10.3531 | 9.7359 | 8.5619 | 7.5378 | 6.1564 | 5.3629 | 0 | 1 | 15 | 1 | NoCut,Lim
Region-wide | BNG | prm15_wcost_re13_c2p1_t1 | 13.0141 | 10.9545 | 9.8235 | 8.4575 | 7.5318 | 6.202 | 5.3885 | 0 | 1 | 13 | 1 | NoCut,Lim
Region-wide | Fossil | prm15_wcost_re14_c2p1_t1 | 21.6142 | 24.1897 | 24.4392 | 29.5638 | 35.305 | 35.861 | 38.377 | 0 | 1 | 14 | 1 | NoCut,Lim
Region-wide | BNG | prm15_wcost_re2_c2p1_t1 | 13.0147 | 9.691 | 8.6089 | 8.2246 | 7.1105 | 5.89 | 5.3136 | 0 | 1 | 2 | 0 | NoCut,Lim
Region-wide | Solar | prm15_wcost_re1_c2p1_t1 | 1.6104 | 4.1915 | 9.8758 | 9.4578 | 10.2741 | 12.0775 | 13.9472 | 0 | 1 | 1 | 0 | NoCut,Lim
Region-wide | BNG | prm15_wcost_re9_c2p1_t1 | 13.0147 | 9.6349 | 8.6059 | 8.2218 | 7.1188 | 5.9437 | 5.3277 | 0 | 1 | 9 | 0 | NoCut,Lim
Region-wide | Solar | prm15_wcost_re19_c2p1_t1 | 1.6058 | 1.3683 | 5.388 | 9.7962 | 8.5168 | 9.2209 | 9.5671 | 0 | 1 | 19 | 1 | NoCut,Lim
Region-wide | Fossil | prm15_wcost_re11_c2p1_t1 | 21.6142 | 20.4081 | 19.2319 | 24.1515 | 28.6095 | 34.2375 | 35.2986 | 0 | 1 | 11 | 1 | NoCut,Lim
Region-wide | Solar | prm15_wcost_re18_c2p1_t1 | 1.6058 | 1.3683 | 5.0104 | 8.904 | 7.7389 | 8.5639 | 9.4936 | 0 | 1 | 18 | 1 | NoCut,Lim
Region-wide | Solar | prm15_wcost_re17_c2p1_t1 | 1.6058 | 1.3683 | 1.6248 | 3.5497 | 3.1255 | 3.5817 | 7.028 | 0 | 1 | 17 | 1 | NoCut,Lim
Region-wide | Solar | prm15_wcost_re16_c2p1_t1 | 1.6058 | 1.3683 | 1.4548 | 1.5894 | 1.9004 | 1.8646 | 4.9151 | 0 | 1 | 16 | 1 | NoCut,Lim
Region-wide | Solar | prm15_wcost_re15_c2p1_t1 | 1.6058 | 1.3683 | 2.0526 | 3.7084 | 3.2502 | 4.3779 | 7.1719 | 0 | 1 | 15 | 1 | NoCut,Lim
Region-wide | Fossil | prm15_wcost_re10_c2p1_t1 | 21.6152 | 18.9364 | 17.9278 | 22.9231 | 26.3386 | 29.574 | 26.2755 | 0 | 1 | 10 | 0 | NoCut,Lim
Region-wide | Solar | prm15_wcost_re14_c2p1_t1 | 1.6058 | 1.3683 | 4.1187 | 6.246 | 5.4347 | 6.6038 | 8.4866 | 0 | 1 | 14 | 1 | NoCut,Lim
Region-wide | Solar | prm15_wcost_re20_c2p1_t1 | 1.6058 | 1.3571 | 1.1867 | 1.029 | 0.92705 | 0.93433 | 1.9746 | 0 | 1 | 20 | 1 | NoCut,Lim
Region-wide | BNG | prm15_wcost_re8_c2p1_t1 | 13.0147 | 9.635 | 8.6059 | 8.2219 | 7.1188 | 5.9458 | 5.3246 | 0 | 1 | 8 | 0 | NoCut,Lim
Region-wide | Solar | prm15_wcost_re2_c2p1_t1 | 1.6104 | 6.813 | 15.8589 | 14.7614 | 13.7859 | 15.0506 | 15.5137 | 0 | 1 | 2 | 0 | NoCut,Lim
Region-wide | Solar | prm15_wcost_re9_c2p1_t1 | 1.6104 | 7.9079 | 17.0725 | 15.4344 | 14.7965 | 15.9926 | 15.7831 | 0 | 1 | 9 | 0 | NoCut,Lim
Region-wide | BNG | prm15_wcost_re3_c2p1_t1 | 13.0147 | 9.6349 | 8.5539 | 8.2273 | 7.1185 | 5.954 | 5.3302 | 0 | 1 | 3 | 0 | NoCut,Lim
Region-wide | Solar | prm15_wcost_re8_c2p1_t1 | 1.6104 | 8.0556 | 17.0837 | 15.4168 | 14.7973 | 15.8346 | 15.7615 | 0 | 1 | 8 | 0 | NoCut,Lim
Region-wide | BNG | prm15_wcost_re4_c2p1_t1 | 13.0147 | 9.6938 | 8.5974 | 8.2246 | 7.1119 | 5.8754 | 5.3173 | 0 | 1 | 4 | 0 | NoCut,Lim
Region-wide | Solar | prm15_wcost_re7_c2p1_t1 | 1.6104 | 6.1677 | 13.6858 | 12.9083 | 12.7588 | 13.8409 | 14.9164 | 0 | 1 | 7 | 0 | NoCut,Lim
Region-wide | Fossil | prm15_wcost_re13_c2p1_t1 | 21.6142 | 25.8067 | 27.5528 | 30.5669 | 36.3744 | 38.3269 | 41.7662 | 0 | 1 | 13 | 1 | NoCut,Lim
Region-wide | Solar | prm15_wcost_re6_c2p1_t1 | 1.6104 | 4.3489 | 12.2038 | 11.4098 | 11.2489 | 13.2199 | 14.3373 | 0 | 1 | 6 | 0 | NoCut,Lim
Region-wide | BNG | prm15_wcost_re5_c2p1_t1 | 13.0147 | 9.5696 | 8.6175 | 8.2258 | 7.1059 | 5.8962 | 5.3095 | 0 | 1 | 5 | 0 | NoCut,Lim
Region-wide | Solar | prm15_wcost_re5_c2p1_t1 | 1.6104 | 6.435 | 14.6085 | 13.7098 | 13.0218 | 14.336 | 15.0766 | 0 | 1 | 5 | 0 | NoCut,Lim
Region-wide | BNG | prm15_wcost_re6_c2p1_t1 | 13.0147 | 9.5092 | 8.5936 | 8.221 | 7.0696 | 5.7968 | 5.1464 | 0 | 1 | 6 | 0 | NoCut,Lim
Region-wide | Solar | prm15_wcost_re4_c2p1_t1 | 1.6104 | 7.3363 | 16.6114 | 15.3555 | 14.3136 | 15.5202 | 15.6727 | 0 | 1 | 4 | 0 | NoCut,Lim
Region-wide | Solar | prm15_wcost_re3_c2p1_t1 | 1.6104 | 7.9829 | 17.2045 | 15.853 | 14.8032 | 15.9866 | 15.8096 | 0 | 1 | 3 | 0 | NoCut,Lim
Region-wide | BNG | prm15_wcost_re7_c2p1_t1 | 13.0147 | 9.4501 | 8.5878 | 8.2229 | 7.1079 | 5.906 | 5.2797 | 0 | 1 | 7 | 0 | NoCut,Lim
Region-wide | Fossil | prm15_wcost_re12_c2p1_t1 | 21.6142 | 22.9525 | 23.3564 | 29.1201 | 35.2057 | 36.1249 | 38.4691 | 0 | 1 | 12 | 1 | NoCut,Lim
Region-wide | Hydro | prm15_wcost_re19_c2p1_t1 | 60.7085 | 59.2444 | 52.7287 | 46.5305 | 43.3506 | 41.0639 | 36.1094 | 0 | 1 | 19 | 1 | NoCut,Lim
Region-wide | Hydro | prm15_wcost_re1_c2p1_t1 | 60.6683 | 58.9877 | 52.2977 | 49.0752 | 46.364 | 41.2332 | 35.8473 | 0 | 1 | 1 | 0 | NoCut,Lim
Region-wide | Hydro | prm15_wcost_re20_c2p1_t1 | 60.7085 | 59.0349 | 52.2019 | 47.868 | 45.2759 | 41.2393 | 35.8464 | 0 | 1 | 20 | 1 | NoCut,Lim
Region-wide | Hydro | prm15_wcost_re18_c2p1_t1 | 60.7085 | 59.2074 | 52.7284 | 46.5302 | 43.3509 | 41.1548 | 36.1097 | 0 | 1 | 18 | 1 | NoCut,Lim
Region-wide | Hydro | prm15_wcost_re16_c2p1_t1 | 60.7085 | 58.9806 | 52.6402 | 48.0903 | 45.2312 | 41.2289 | 35.863 | 0 | 1 | 16 | 1 | NoCut,Lim
Region-wide | Hydro | prm15_wcost_re17_c2p1_t1 | 60.7085 | 59.0568 | 52.7263 | 46.9881 | 43.3514 | 41.2281 | 36.1072 | 0 | 1 | 17 | 1 | NoCut,Lim
Region-wide | Hydro | prm15_wcost_re6_c2p1_t1 | 60.6683 | 59.0096 | 52.4226 | 48.4164 | 45.8022 | 41.2378 | 35.8464 | 0 | 1 | 6 | 0 | NoCut,Lim
Region-wide | Hydro | prm15_wcost_re5_c2p1_t1 | 60.6683 | 58.9201 | 52.064 | 48.3018 | 45.3963 | 41.2374 | 35.8622 | 0 | 1 | 5 | 0 | NoCut,Lim
Region-wide | Hydro | prm15_wcost_re7_c2p1_t1 | 60.6683 | 58.9557 | 52.2322 | 48.2634 | 45.5096 | 41.2373 | 35.8629 | 0 | 1 | 7 | 0 | NoCut,Lim
Region-wide | Hydro | prm15_wcost_re9_c2p1_t1 | 60.6683 | 59.0803 | 52.1273 | 47.6873 | 45.3716 | 41.3335 | 36.0992 | 0 | 1 | 9 | 0 | NoCut,Lim
Region-wide | Hydro | prm15_wcost_re2_c2p1_t1 | 60.6683 | 59.0265 | 52.1333 | 48.239 | 45.3828 | 41.257 | 35.8616 | 0 | 1 | 2 | 0 | NoCut,Lim
Region-wide | Hydro | prm15_wcost_re3_c2p1_t1 | 60.6683 | 59.0023 | 52.1344 | 48.1388 | 45.3649 | 41.3327 | 36.0986 | 0 | 1 | 3 | 0 | NoCut,Lim
Region-wide | Hydro | prm15_wcost_re4_c2p1_t1 | 60.6683 | 59.0001 | 52.1058 | 48.1782 | 45.3647 | 41.3339 | 36.0994 | 0 | 1 | 4 | 0 | NoCut,Lim
Region-wide | Hydro | prm15_wcost_re15_c2p1_t1 | 60.7085 | 59.0169 | 52.6925 | 46.988 | 43.3516 | 41.2289 | 36.1073 | 0 | 1 | 15 | 1 | NoCut,Lim
Region-wide | Hydro | prm15_wcost_re12_c2p1_t1 | 60.7085 | 59.1278 | 52.7268 | 46.584 | 43.3508 | 41.2481 | 36.1083 | 0 | 1 | 12 | 1 | NoCut,Lim
Region-wide | Hydro | prm15_wcost_re13_c2p1_t1 | 60.7085 | 59.2437 | 52.866 | 46.541 | 43.302 | 41.0644 | 36.1091 | 0 | 1 | 13 | 1 | NoCut,Lim
Region-wide | Hydro | prm15_wcost_re14_c2p1_t1 | 60.7085 | 59.1806 | 52.7291 | 46.5833 | 43.3513 | 41.2478 | 36.1097 | 0 | 1 | 14 | 1 | NoCut,Lim
Region-wide | Hydro | prm15_wcost_re10_c2p1_t1 | 60.6683 | 58.8774 | 52.2508 | 48.9256 | 46.2986 | 41.2334 | 35.8437 | 0 | 1 | 10 | 0 | NoCut,Lim
Region-wide | Hydro | prm15_wcost_re11_c2p1_t1 | 60.7085 | 58.9677 | 52.6862 | 47.8681 | 45.2411 | 41.2236 | 35.8463 | 0 | 1 | 11 | 1 | NoCut,Lim
Region-wide | Fossil | prm15_wcost_re16_c2p1_t1 | 21.6142 | 20.8242 | 21.2723 | 24.1549 | 28.8088 | 34.0485 | 34.9413 | 0 | 1 | 16 | 1 | NoCut,Lim
Region-wide | Wind | prm15_wcost_re13_c2p1_t1 | 3.0574 | 2.6268 | 3.7924 | 3.8105 | 3.5369 | 4.5413 | 6.777 | 0 | 1 | 13 | 1 | NoCut,Lim
Region-wide | Wind | prm15_wcost_re12_c2p1_t1 | 3.0574 | 6.0758 | 11.5054 | 11.5939 | 10.331 | 11.0472 | 12.3281 | 0 | 1 | 12 | 1 | NoCut,Lim
Region-wide | Wind | prm15_wcost_re11_c2p1_t1 | 3.0574 | 9.6852 | 17.8286 | 18.6762 | 17.8585 | 17.2797 | 21.044 | 0 | 1 | 11 | 1 | NoCut,Lim
Region-wide | Wind | prm15_wcost_re10_c2p1_t1 | 3.0914 | 9.2039 | 12.0255 | 11.1108 | 10.6335 | 12.0399 | 19.4963 | 0 | 1 | 10 | 0 | NoCut,Lim
Region-wide | Wind | prm15_wcost_re14_c2p1_t1 | 3.0574 | 4.4927 | 8.8897 | 8.9954 | 8.3386 | 10.1357 | 11.6468 | 0 | 1 | 14 | 1 | NoCut,Lim
Region-wide | BNG | prm15_wcost_re10_c2p1_t1 | 13.0147 | 9.0806 | 8.4447 | 8.1505 | 7.0633 | 5.7604 | 5.0018 | 0 | 1 | 10 | 0 | NoCut,Lim
Region-wide | Wind | prm15_wcost_re15_c2p1_t1 | 3.0574 | 6.866 | 12.9262 | 12.6942 | 11.2856 | 12.2539 | 13.6308 | 0 | 1 | 15 | 1 | NoCut,Lim
Region-wide | Wind | prm15_wcost_re2_c2p1_t1 | 3.0914 | 4.0051 | 3.7347 | 3.258 | 3.0415 | 4.838 | 8.7139 | 0 | 1 | 2 | 0 | NoCut,Lim
Region-wide | Wind | prm15_wcost_re20_c2p1_t1 | 3.0574 | 9.8119 | 18.7243 | 18.7827 | 18.2772 | 18.5848 | 24.1571 | 0 | 1 | 20 | 1 | NoCut,Lim
Region-wide | Wind | prm15_wcost_re1_c2p1_t1 | 3.0914 | 8.6237 | 10.9916 | 10.3583 | 9.8701 | 10.9588 | 17.3682 | 0 | 1 | 1 | 0 | NoCut,Lim
Region-wide | Wind | prm15_wcost_re19_c2p1_t1 | 3.0574 | 2.6265 | 5.1554 | 4.7775 | 4.4604 | 5.5198 | 7.8399 | 0 | 1 | 19 | 1 | NoCut,Lim
Region-wide | Wind | prm15_wcost_re18_c2p1_t1 | 3.0574 | 3.667 | 5.6729 | 5.7845 | 5.346 | 6.6898 | 8.1984 | 0 | 1 | 18 | 1 | NoCut,Lim
Region-wide | Wind | prm15_wcost_re17_c2p1_t1 | 3.0574 | 7.2612 | 13.2406 | 12.8891 | 11.4401 | 13.2678 | 15.1431 | 0 | 1 | 17 | 1 | NoCut,Lim
Region-wide | Wind | prm15_wcost_re16_c2p1_t1 | 3.0574 | 9.0119 | 15.1722 | 17.9015 | 16.8607 | 16.7142 | 18.9197 | 0 | 1 | 16 | 1 | NoCut,Lim
Region-wide | Wind | prm15_wcost_re3_c2p1_t1 | 3.0914 | 2.6239 | 2.2776 | 1.9752 | 1.784 | 2.3377 | 4.7107 | 0 | 1 | 3 | 0 | NoCut,Lim
Region-wide | Wind | prm15_wcost_re4_c2p1_t1 | 3.0914 | 3.3768 | 2.9394 | 2.5583 | 2.3942 | 4.3985 | 7.9166 | 0 | 1 | 4 | 0 | NoCut,Lim
Region-wide | Wind | prm15_wcost_re9_c2p1_t1 | 3.0914 | 2.621 | 2.2782 | 1.9752 | 1.8476 | 2.56 | 6.1373 | 0 | 1 | 9 | 0 | NoCut,Lim
Region-wide | Wind | prm15_wcost_re8_c2p1_t1 | 3.0914 | 2.6267 | 2.2783 | 1.9752 | 1.8583 | 2.77 | 6.3279 | 0 | 1 | 8 | 0 | NoCut,Lim
Region-wide | Wind | prm15_wcost_re7_c2p1_t1 | 3.0914 | 5.5975 | 6.3447 | 5.5666 | 5.1125 | 5.8936 | 9.9847 | 0 | 1 | 7 | 0 | NoCut,Lim
Region-wide | Wind | prm15_wcost_re6_c2p1_t1 | 3.0914 | 7.5337 | 8.1311 | 7.4091 | 7.3333 | 8.9409 | 13.677 | 0 | 1 | 6 | 0 | NoCut,Lim
Region-wide | Wind | prm15_wcost_re5_c2p1_t1 | 3.0914 | 4.9357 | 5.2928 | 4.6501 | 4.2974 | 5.4663 | 9.1057 | 0 | 1 | 5 | 0 | NoCut,Lim
Region-wide | Hydro | prm15_wcost_re8_c2p1_t1 | 60.6683 | 58.9265 | 52.1147 | 47.7482 | 45.3641 | 41.3333 | 36.0993 | 0 | 1 | 8 | 0 | NoCut,Lim
Region-wide | Fossil | prm15_wcost_re5_c2p1_t1 | 21.6152 | 20.1397 | 19.4172 | 25.1124 | 30.1785 | 33.0641 | 34.6461 | 0 | 1 | 5 | 0 | NoCut,Lim
Region-wide | Fossil | prm15_wcost_re20_c2p1_t1 | 21.6142 | 20.292 | 18.9383 | 24.0936 | 28.3811 | 33.1125 | 32.6632 | 0 | 1 | 20 | 1 | NoCut,Lim
Region-wide | Fossil | prm15_wcost_re6_c2p1_t1 | 21.6152 | 19.5987 | 18.6489 | 24.5437 | 28.546 | 30.8047 | 30.9929 | 0 | 1 | 6 | 0 | NoCut,Lim
Region-wide | Fossil | prm15_wcost_re7_c2p1_t1 | 21.6152 | 19.829 | 19.1495 | 25.039 | 29.5112 | 33.1221 | 33.9563 | 0 | 1 | 7 | 0 | NoCut,Lim
Region-wide | Fossil | prm15_wcost_re3_c2p1_t1 | 21.6152 | 20.756 | 19.8296 | 25.8057 | 30.9293 | 34.3889 | 38.0509 | 0 | 1 | 3 | 0 | NoCut,Lim
Region-wide | Fossil | prm15_wcost_re2_c2p1_t1 | 21.6152 | 20.4645 | 19.6642 | 25.517 | 30.6793 | 32.9644 | 34.5972 | 0 | 1 | 2 | 0 | NoCut,Lim
Region-wide | Fossil | prm15_wcost_re4_c2p1_t1 | 21.6152 | 20.593 | 19.746 | 25.6833 | 30.8156 | 32.872 | 34.994 | 0 | 1 | 4 | 0 | NoCut,Lim
Region-wide | Fossil | prm15_wcost_re19_c2p1_t1 | 21.6142 | 25.8064 | 26.9045 | 30.4031 | 36.1144 | 38.0125 | 41.0957 | 0 | 1 | 19 | 1 | NoCut,Lim
Region-wide | Fossil | prm15_wcost_re9_c2p1_t1 | 21.6152 | 20.7559 | 19.916 | 26.6812 | 30.8655 | 34.1702 | 36.6526 | 0 | 1 | 9 | 0 | NoCut,Lim
Region-wide | Fossil | prm15_wcost_re1_c2p1_t1 | 21.6152 | 19.0671 | 18.3175 | 22.9846 | 26.4281 | 29.9724 | 27.8135 | 0 | 1 | 1 | 0 | NoCut,Lim
Region-wide | Fossil | prm15_wcost_re8_c2p1_t1 | 21.6152 | 20.7562 | 19.9174 | 26.6379 | 30.8614 | 34.1163 | 36.4867 | 0 | 1 | 8 | 0 | NoCut,Lim
Region-wide | Hydro | prm15_wcost_re7_c2p1_tn | 64.3887 | 62.7137 | 55.049 | 49.3144 | 46.1158 | 41.4085 | 35.8416 | 0 | 0 | 7 | 0 | NoCut,Full
Region-wide | Hydro | prm15_wcost_re20_c2p1_tn | 64.3879 | 61.9152 | 54.8619 | 50.0206 | 46.2373 | 41.4026 | 35.8062 | 0 | 0 | 20 | 1 | NoCut,Full
Region-wide | Hydro | prm15_wcost_re18_c2p1_tn | 64.3879 | 62.76 | 55.494 | 48.4008 | 43.9183 | 41.2959 | 36.0457 | 0 | 0 | 18 | 1 | NoCut,Full
Region-wide | Hydro | prm15_wcost_re3_c2p1_tn | 64.3887 | 62.6895 | 54.8103 | 49.4767 | 46.0135 | 41.4883 | 36.0476 | 0 | 0 | 3 | 0 | NoCut,Full
Region-wide | Hydro | prm15_wcost_re19_c2p1_tn | 64.3879 | 62.7622 | 55.5179 | 48.4012 | 43.9186 | 41.069 | 36.0459 | 0 | 0 | 19 | 1 | NoCut,Full
Region-wide | Hydro | prm15_wcost_re5_c2p1_tn | 64.3887 | 62.7014 | 55.0779 | 50.0141 | 46.1217 | 41.4274 | 35.8401 | 0 | 0 | 5 | 0 | NoCut,Full
Region-wide | Hydro | prm15_wcost_re1_c2p1_tn | 64.3887 | 62.4464 | 55.2104 | 50.6821 | 47.0609 | 41.4037 | 35.8214 | 0 | 0 | 1 | 0 | NoCut,Full
Region-wide | Hydro | prm15_wcost_re2_c2p1_tn | 64.3887 | 62.7001 | 54.8215 | 49.535 | 46.0719 | 41.4238 | 35.883 | 0 | 0 | 2 | 0 | NoCut,Full
Region-wide | Hydro | prm15_wcost_re6_c2p1_tn | 64.3887 | 62.5937 | 55.3226 | 50.1005 | 46.335 | 41.4114 | 35.8271 | 0 | 0 | 6 | 0 | NoCut,Full
Region-wide | Hydro | prm15_wcost_re4_c2p1_tn | 64.3887 | 62.6985 | 54.7828 | 49.5333 | 46.0806 | 41.4909 | 35.8934 | 0 | 0 | 4 | 0 | NoCut,Full
Region-wide | Hydro | prm15_wcost_re17_c2p1_tn | 64.3879 | 62.7099 | 55.4052 | 49.959 | 46.0596 | 41.4126 | 36.0708 | 0 | 0 | 17 | 1 | NoCut,Full
Region-wide | Hydro | prm15_wcost_re16_c2p1_tn | 64.3879 | 62.5879 | 54.9088 | 49.9625 | 46.1014 | 41.4243 | 35.8245 | 0 | 0 | 16 | 1 | NoCut,Full
Region-wide | Hydro | prm15_wcost_re15_c2p1_tn | 64.3879 | 62.7065 | 55.4388 | 49.1705 | 46.0609 | 41.4158 | 36.0713 | 0 | 0 | 15 | 1 | NoCut,Full
Region-wide | Hydro | prm15_wcost_re14_c2p1_tn | 64.3879 | 62.7315 | 55.4855 | 48.8947 | 44.1958 | 41.3994 | 36.0619 | 0 | 0 | 14 | 1 | NoCut,Full
Region-wide | Hydro | prm15_wcost_re12_c2p1_tn | 64.3879 | 62.7262 | 55.4521 | 48.989 | 44.1979 | 41.4044 | 36.0637 | 0 | 0 | 12 | 1 | NoCut,Full
Region-wide | Hydro | prm15_wcost_re11_c2p1_tn | 64.3879 | 61.7576 | 54.8914 | 49.8598 | 46.1302 | 41.3992 | 35.8091 | 0 | 0 | 11 | 1 | NoCut,Full
Region-wide | Hydro | prm15_wcost_re10_c2p1_tn | 64.3887 | 62.4637 | 55.3161 | 50.2211 | 46.4549 | 41.4051 | 35.8159 | 0 | 0 | 10 | 0 | NoCut,Full
Region-wide | Hydro | prm15_wcost_re13_c2p1_tn | 64.3879 | 62.7623 | 55.5424 | 48.4007 | 43.9315 | 41.0035 | 36.0439 | 0 | 0 | 13 | 1 | NoCut,Full
Region-wide | Hydro | prm15_wcost_re9_c2p1_tn | 64.3887 | 62.6756 | 54.8341 | 49.3652 | 46.0105 | 41.4885 | 36.0538 | 0 | 0 | 9 | 0 | NoCut,Full
Region-wide | Wind | prm15_wcost_re1_c2p1_tn | 3.0245 | 8.354 | 9.9738 | 9.6825 | 9.4714 | 10.6728 | 17.5886 | 0 | 0 | 1 | 0 | NoCut,Full
Region-wide | Wind | prm15_wcost_re20_c2p1_tn | 3.024 | 8.9639 | 16.5436 | 15.9019 | 17.1678 | 17.4775 | 24.825 | 0 | 0 | 20 | 1 | NoCut,Full
Region-wide | Wind | prm15_wcost_re2_c2p1_tn | 3.0245 | 4.8695 | 5.1596 | 4.5178 | 4.328 | 5.386 | 9.3136 | 0 | 0 | 2 | 0 | NoCut,Full
Region-wide | Wind | prm15_wcost_re3_c2p1_tn | 3.0245 | 2.6128 | 2.2689 | 1.9687 | 1.7079 | 2.1567 | 4.162 | 0 | 0 | 3 | 0 | NoCut,Full
Region-wide | Wind | prm15_wcost_re4_c2p1_tn | 3.0245 | 3.6915 | 3.6654 | 3.1971 | 2.7729 | 3.9344 | 7.5207 | 0 | 0 | 4 | 0 | NoCut,Full
Region-wide | Wind | prm15_wcost_re5_c2p1_tn | 3.0245 | 5.4267 | 6.233 | 5.4617 | 5.1028 | 6.0965 | 9.8759 | 0 | 0 | 5 | 0 | NoCut,Full
Region-wide | Wind | prm15_wcost_re6_c2p1_tn | 3.0245 | 7.9835 | 10.7538 | 10.0983 | 9.9544 | 9.795 | 13.4002 | 0 | 0 | 6 | 0 | NoCut,Full
Region-wide | Wind | prm15_wcost_re7_c2p1_tn | 3.0245 | 5.9896 | 6.7918 | 6.1792 | 5.5443 | 6.7799 | 10.5024 | 0 | 0 | 7 | 0 | NoCut,Full
Region-wide | Wind | prm15_wcost_re8_c2p1_tn | 3.0245 | 2.6129 | 2.6592 | 2.3121 | 2.0058 | 2.6695 | 5.8081 | 0 | 0 | 8 | 0 | NoCut,Full
Region-wide | Wind | prm15_wcost_re9_c2p1_tn | 3.0245 | 2.6128 | 2.2689 | 1.9686 | 1.7079 | 2.4173 | 5.8092 | 0 | 0 | 9 | 0 | NoCut,Full
Region-wide | Wind | prm15_wcost_re19_c2p1_tn | 3.024 | 2.6124 | 4.017 | 4.6138 | 4.0016 | 4.6822 | 7.2833 | 0 | 0 | 19 | 1 | NoCut,Full
Region-wide | Wind | prm15_wcost_re18_c2p1_tn | 3.024 | 3.159 | 6.0008 | 5.3402 | 4.7202 | 5.7915 | 7.6027 | 0 | 0 | 18 | 1 | NoCut,Full
Region-wide | Wind | prm15_wcost_re16_c2p1_tn | 3.024 | 8.5409 | 14.88 | 14.8392 | 15.3753 | 16.0388 | 19.1631 | 0 | 0 | 16 | 1 | NoCut,Full
Region-wide | Wind | prm15_wcost_re10_c2p1_tn | 3.0245 | 8.4682 | 13.5774 | 12.2819 | 11.987 | 14.3462 | 20.6208 | 0 | 0 | 10 | 0 | NoCut,Full
Region-wide | Wind | prm15_wcost_re11_c2p1_tn | 3.024 | 8.8325 | 15.9727 | 15.5074 | 16.8004 | 17.0749 | 21.9371 | 0 | 0 | 11 | 1 | NoCut,Full
Region-wide | Wind | prm15_wcost_re12_c2p1_tn | 3.024 | 6.1368 | 11.8759 | 10.8502 | 10.0875 | 10.8744 | 12.7392 | 0 | 0 | 12 | 1 | NoCut,Full
Region-wide | Wind | prm15_wcost_re13_c2p1_tn | 3.024 | 2.6124 | 3.5274 | 3.8577 | 3.3459 | 3.8886 | 6.0636 | 0 | 0 | 13 | 1 | NoCut,Full
Region-wide | Wind | prm15_wcost_re14_c2p1_tn | 3.024 | 4.7235 | 9.104 | 9.1197 | 7.9145 | 9.0565 | 11.2096 | 0 | 0 | 14 | 1 | NoCut,Full
Region-wide | Wind | prm15_wcost_re15_c2p1_tn | 3.024 | 6.2869 | 12.6106 | 12.1948 | 11.9698 | 12.4014 | 14.3274 | 0 | 0 | 15 | 1 | NoCut,Full
Region-wide | Wind | prm15_wcost_re17_c2p1_tn | 3.024 | 6.5038 | 13.3959 | 13.1258 | 12.4722 | 13.0499 | 15.7625 | 0 | 0 | 17 | 1 | NoCut,Full
Region-wide | Hydro | prm15_wcost_re8_c2p1_tn | 64.3887 | 62.6881 | 54.7834 | 49.367 | 46.0196 | 41.4891 | 36.0538 | 0 | 0 | 8 | 0 | NoCut,Full
Region-wide | Solar | prm15_wcost_re10_c2p1_tn | 1.5748 | 2.1148 | 4.3808 | 4.3739 | 5.2428 | 8.5044 | 11.2768 | 0 | 0 | 10 | 0 | NoCut,Full
Region-wide | Solar | prm15_wcost_re11_c2p1_tn | 1.5758 | 1.3605 | 1.1821 | 1.0261 | 0.88992 | 0.86892 | 1.9277 | 0 | 0 | 11 | 1 | NoCut,Full
Region-wide | Solar | prm15_wcost_re12_c2p1_tn | 1.5758 | 1.3612 | 1.6074 | 2.7837 | 2.5449 | 5.1627 | 7.543 | 0 | 0 | 12 | 1 | NoCut,Full
Region-wide | Solar | prm15_wcost_re13_c2p1_tn | 1.5758 | 1.3608 | 3.5016 | 8.4802 | 7.8183 | 9.0872 | 9.7861 | 0 | 0 | 13 | 1 | NoCut,Full
Region-wide | Solar | prm15_wcost_re14_c2p1_tn | 1.5758 | 1.3609 | 2.1321 | 4.4187 | 3.9886 | 6.2415 | 8.336 | 0 | 0 | 14 | 1 | NoCut,Full
Region-wide | Solar | prm15_wcost_re15_c2p1_tn | 1.5758 | 1.3613 | 1.5312 | 1.9497 | 3.5334 | 3.8833 | 6.9923 | 0 | 0 | 15 | 1 | NoCut,Full
Region-wide | Solar | prm15_wcost_re16_c2p1_tn | 1.5758 | 1.3603 | 1.4159 | 1.2295 | 1.466 | 1.5595 | 4.2177 | 0 | 0 | 16 | 1 | NoCut,Full
Region-wide | Solar | prm15_wcost_re17_c2p1_tn | 1.5758 | 1.3613 | 1.3924 | 2.4178 | 3.1152 | 3.1439 | 6.6646 | 0 | 0 | 17 | 1 | NoCut,Full
Region-wide | Solar | prm15_wcost_re18_c2p1_tn | 1.5758 | 1.3608 | 3.4583 | 7.1211 | 6.3735 | 7.9122 | 9.4482 | 0 | 0 | 18 | 1 | NoCut,Full
Region-wide | Solar | prm15_wcost_re19_c2p1_tn | 1.5758 | 1.3608 | 3.5055 | 7.8074 | 7.0053 | 8.5353 | 9.4469 | 0 | 0 | 19 | 1 | NoCut,Full
Region-wide | Solar | prm15_wcost_re1_c2p1_tn | 1.5748 | 2.8107 | 7.463 | 7.7089 | 9.0046 | 11.753 | 13.7325 | 0 | 0 | 1 | 0 | NoCut,Full
Region-wide | Solar | prm15_wcost_re20_c2p1_tn | 1.5758 | 1.361 | 1.1821 | 1.0261 | 0.8899 | 0.80968 | 1.4819 | 0 | 0 | 20 | 1 | NoCut,Full
Region-wide | Solar | prm15_wcost_re2_c2p1_tn | 1.5748 | 3.1517 | 10.9092 | 10.5817 | 10.8305 | 12.9642 | 14.3118 | 0 | 0 | 2 | 0 | NoCut,Full
Region-wide | Solar | prm15_wcost_re3_c2p1_tn | 1.5748 | 4.712 | 13.5874 | 12.8713 | 13.3932 | 15.0939 | 15.3644 | 0 | 0 | 3 | 0 | NoCut,Full
Region-wide | Solar | prm15_wcost_re4_c2p1_tn | 1.5748 | 4.0492 | 12.3526 | 11.7793 | 12.2669 | 13.5884 | 14.706 | 0 | 0 | 4 | 0 | NoCut,Full
Region-wide | Solar | prm15_wcost_re5_c2p1_tn | 1.5748 | 2.6607 | 10.014 | 10.0719 | 10.2932 | 12.3527 | 13.9701 | 0 | 0 | 5 | 0 | NoCut,Full
Region-wide | Solar | prm15_wcost_re6_c2p1_tn | 1.5748 | 2.2733 | 6.3758 | 6.0109 | 6.8766 | 10.0114 | 12.5577 | 0 | 0 | 6 | 0 | NoCut,Full
Region-wide | Solar | prm15_wcost_re7_c2p1_tn | 1.5748 | 2.2791 | 9.63 | 9.1407 | 9.8813 | 11.3576 | 13.6496 | 0 | 0 | 7 | 0 | NoCut,Full
Region-wide | Solar | prm15_wcost_re8_c2p1_tn | 1.5748 | 4.7131 | 13.2515 | 12.5634 | 13.0653 | 14.4775 | 15.1693 | 0 | 0 | 8 | 0 | NoCut,Full
Region-wide | Solar | prm15_wcost_re9_c2p1_tn | 1.5748 | 4.7258 | 13.5855 | 12.9413 | 13.3794 | 14.81 | 15.1806 | 0 | 0 | 9 | 0 | NoCut,Full
Region-wide | Fossil | prm15_wcost_re12_c2p1_tn | 19.9293 | 20.4863 | 21.7117 | 28.8512 | 35.6021 | 36.4167 | 38.2732 | 0 | 0 | 12 | 1 | NoCut,Full
Region-wide | Fossil | prm15_wcost_re13_c2p1_tn | 19.9293 | 23.2428 | 27.6665 | 30.8803 | 37.3855 | 39.8444 | 42.7284 | 0 | 0 | 13 | 1 | NoCut,Full
Region-wide | Fossil | prm15_wcost_re14_c2p1_tn | 19.9293 | 21.5669 | 23.6678 | 29.1136 | 36.3323 | 37.1553 | 39.0109 | 0 | 0 | 14 | 1 | NoCut,Full
Region-wide | Fossil | prm15_wcost_re15_c2p1_tn | 19.9293 | 20.3946 | 21.1612 | 28.2113 | 31.2518 | 36.1497 | 37.2287 | 0 | 0 | 15 | 1 | NoCut,Full
Region-wide | Fossil | prm15_wcost_re11_c2p1_tn | 19.9293 | 19.1954 | 19.1057 | 25.3697 | 29.0417 | 34.518 | 34.948 | 0 | 0 | 11 | 1 | NoCut,Full
Region-wide | Fossil | prm15_wcost_re10_c2p1_tn | 19.9292 | 18.521 | 18.3123 | 24.8869 | 29.1999 | 29.965 | 27.2583 | 0 | 0 | 10 | 0 | NoCut,Full
Region-wide | Fossil | prm15_wcost_re16_c2p1_tn | 19.9293 | 18.9967 | 19.7771 | 25.7293 | 29.9151 | 34.8367 | 35.4172 | 0 | 0 | 16 | 1 | NoCut,Full
Region-wide | Fossil | prm15_wcost_re20_c2p1_tn | 19.9293 | 19.1416 | 18.639 | 24.8177 | 28.5699 | 34.1842 | 32.5096 | 0 | 0 | 20 | 1 | NoCut,Full
Region-wide | Fossil | prm15_wcost_re2_c2p1_tn | 19.9292 | 20.0585 | 20.4643 | 27.1385 | 31.6349 | 34.3147 | 35.203 | 0 | 0 | 2 | 0 | NoCut,Full
Region-wide | Fossil | prm15_wcost_re3_c2p1_tn | 19.9292 | 20.7154 | 20.6882 | 27.4505 | 31.7569 | 35.3442 | 39.1015 | 0 | 0 | 3 | 0 | NoCut,Full
Region-wide | Fossil | prm15_wcost_re4_c2p1_tn | 19.9292 | 20.342 | 20.5511 | 27.2578 | 31.7488 | 35.0556 | 36.5554 | 0 | 0 | 4 | 0 | NoCut,Full
Region-wide | Fossil | prm15_wcost_re1_c2p1_tn | 19.9292 | 18.0272 | 18.8711 | 23.8459 | 27.3808 | 30.392 | 27.8355 | 0 | 0 | 1 | 0 | NoCut,Full
Region-wide | Fossil | prm15_wcost_re17_c2p1_tn | 19.9293 | 20.2472 | 20.667 | 26.2396 | 31.1675 | 36.2439 | 36.1233 | 0 | 0 | 17 | 1 | NoCut,Full
Region-wide | Fossil | prm15_wcost_re18_c2p1_tn | 19.9293 | 22.7675 | 25.4351 | 30.7241 | 37.4186 | 38.8286 | 41.5249 | 0 | 0 | 18 | 1 | NoCut,Full
Region-wide | BNG | prm15_wcost_re17_c2p1_tn | 11.0829 | 9.1778 | 9.1395 | 8.2578 | 7.1854 | 6.1497 | 5.3788 | 0 | 0 | 17 | 1 | NoCut,Full
Region-wide | Fossil | prm15_wcost_re19_c2p1_tn | 19.9293 | 23.2428 | 27.2335 | 30.7911 | 37.5174 | 39.5378 | 41.8455 | 0 | 0 | 19 | 1 | NoCut,Full
Region-wide | BNG | prm15_wcost_re3_c2p1_tn | 11.0828 | 9.2702 | 8.6452 | 8.2328 | 7.1285 | 5.9169 | 5.3245 | 0 | 0 | 3 | 0 | NoCut,Full
Region-wide | BNG | prm15_wcost_re10_c2p1_tn | 11.0828 | 8.4322 | 8.4134 | 8.2362 | 7.1154 | 5.7793 | 5.0282 | 0 | 0 | 10 | 0 | NoCut,Full
Region-wide | BNG | prm15_wcost_re4_c2p1_tn | 11.0828 | 9.2188 | 8.6481 | 8.2324 | 7.1308 | 5.9306 | 5.3245 | 0 | 0 | 4 | 0 | NoCut,Full
Region-wide | BNG | prm15_wcost_re5_c2p1_tn | 11.0828 | 9.2392 | 8.6449 | 8.2349 | 7.1221 | 5.928 | 5.2993 | 0 | 0 | 5 | 0 | NoCut,Full
Region-wide | BNG | prm15_wcost_re2_c2p1_tn | 11.0828 | 9.2202 | 8.6453 | 8.2271 | 7.1347 | 5.9113 | 5.2886 | 0 | 0 | 2 | 0 | NoCut,Full
Region-wide | BNG | prm15_wcost_re11_c2p1_tn | 11.0829 | 8.8539 | 8.848 | 8.237 | 7.1378 | 6.139 | 5.378 | 0 | 0 | 11 | 1 | NoCut,Full
Region-wide | BNG | prm15_wcost_re18_c2p1_tn | 11.0829 | 9.9527 | 9.6118 | 8.4139 | 7.5693 | 6.1718 | 5.3784 | 0 | 0 | 18 | 1 | NoCut,Full
Region-wide | BNG | prm15_wcost_re16_c2p1_tn | 11.0829 | 8.5142 | 9.0183 | 8.2396 | 7.1422 | 6.1408 | 5.3774 | 0 | 0 | 16 | 1 | NoCut,Full
Region-wide | BNG | prm15_wcost_re19_c2p1_tn | 11.0829 | 10.0218 | 9.7261 | 8.3865 | 7.557 | 6.1756 | 5.3784 | 0 | 0 | 19 | 1 | NoCut,Full
Region-wide | BNG | prm15_wcost_re15_c2p1_tn | 11.0829 | 9.2506 | 9.2583 | 8.4737 | 7.1841 | 6.1498 | 5.3803 | 0 | 0 | 15 | 1 | NoCut,Full
Region-wide | BNG | prm15_wcost_re14_c2p1_tn | 11.0829 | 9.6172 | 9.6106 | 8.4533 | 7.5688 | 6.1473 | 5.3816 | 0 | 0 | 14 | 1 | NoCut,Full
Region-wide | BNG | prm15_wcost_re1_c2p1_tn | 11.0828 | 8.3617 | 8.4817 | 8.0806 | 7.0822 | 5.7785 | 5.0219 | 0 | 0 | 1 | 0 | NoCut,Full
Region-wide | BNG | prm15_wcost_re13_c2p1_tn | 11.0829 | 10.0218 | 9.7622 | 8.3812 | 7.5189 | 6.1763 | 5.3781 | 0 | 0 | 13 | 1 | NoCut,Full
Region-wide | BNG | prm15_wcost_re12_c2p1_tn | 11.0829 | 9.2895 | 9.3529 | 8.5258 | 7.5677 | 6.1418 | 5.3809 | 0 | 0 | 12 | 1 | NoCut,Full
Region-wide | BNG | prm15_wcost_re20_c2p1_tn | 11.0829 | 8.6183 | 8.7734 | 8.2338 | 7.1351 | 6.126 | 5.3773 | 0 | 0 | 20 | 1 | NoCut,Full
Region-wide | BNG | prm15_wcost_re7_c2p1_tn | 11.0828 | 9.2043 | 8.5475 | 8.2205 | 7.1316 | 5.949 | 5.2807 | 0 | 0 | 7 | 0 | NoCut,Full
Region-wide | BNG | prm15_wcost_re8_c2p1_tn | 11.0828 | 9.2703 | 8.6312 | 8.2311 | 7.1296 | 5.9282 | 5.3252 | 0 | 0 | 8 | 0 | NoCut,Full
Region-wide | BNG | prm15_wcost_re9_c2p1_tn | 11.0828 | 9.2703 | 8.6185 | 8.2302 | 7.1292 | 5.9203 | 5.3254 | 0 | 0 | 9 | 0 | NoCut,Full
Region-wide | BNG | prm15_wcost_re6_c2p1_tn | 11.0828 | 8.5357 | 8.5527 | 8.2333 | 7.1159 | 5.9164 | 5.2334 | 0 | 0 | 6 | 0 | NoCut,Full
Region-wide | Fossil | prm15_wcost_re9_c2p1_tn | 19.9292 | 20.7155 | 20.693 | 27.4947 | 31.773 | 35.3638 | 37.631 | 0 | 0 | 9 | 0 | NoCut,Full
Region-wide | Fossil | prm15_wcost_re8_c2p1_tn | 19.9292 | 20.7156 | 20.6747 | 27.5264 | 31.7797 | 35.4358 | 37.6436 | 0 | 0 | 8 | 0 | NoCut,Full
Region-wide | Fossil | prm15_wcost_re7_c2p1_tn | 19.9292 | 19.8133 | 19.9816 | 27.1452 | 31.327 | 34.505 | 34.7257 | 0 | 0 | 7 | 0 | NoCut,Full
Region-wide | Fossil | prm15_wcost_re6_c2p1_tn | 19.9292 | 18.6138 | 18.9951 | 25.5569 | 29.7181 | 32.8657 | 32.9816 | 0 | 0 | 6 | 0 | NoCut,Full
Region-wide | Fossil | prm15_wcost_re5_c2p1_tn | 19.9292 | 19.972 | 20.0303 | 26.2175 | 31.3603 | 34.1953 | 35.0146 | 0 | 0 | 5 | 0 | NoCut,Full
Region-wide | BNG | prm15_wcost_re1_c2p1_co2_cut90p_t1 | 13.2655 | 8.7721 | 8.1425 | 6.398 | 5.5527 | 4.4953 | 3.0005 | 1 | 1 | 1 | 0 | 90%Cut,Lim
Region-wide | BNG | prm15_wcost_re8_c2p1_co2_cut90p_t1 | 13.2648 | 9.0822 | 8.1258 | 6.7501 | 5.6184 | 4.4899 | 8.9667 | 1 | 1 | 8 | 0 | 90%Cut,Lim
Region-wide | Solar | prm15_wcost_re1_c2p1_co2_cut90p_t1 | 1.6184 | 4.9281 | 10.6117 | 13.3173 | 16.7093 | 17.4672 | 18.8442 | 1 | 1 | 1 | 0 | 90%Cut,Lim
Region-wide | Solar | prm15_wcost_re2_c2p1_co2_cut90p_t1 | 1.6138 | 9.4839 | 17.8147 | 18.4903 | 20.7166 | 20.2958 | 19.5174 | 1 | 1 | 2 | 0 | 90%Cut,Lim
Region-wide | BNG | prm15_wcost_re9_c2p1_co2_cut90p_t1 | 13.2648 | 9.1449 | 8.1562 | 6.9315 | 5.6238 | 4.5251 | 8.0466 | 1 | 1 | 9 | 0 | 90%Cut,Lim
Region-wide | Solar | prm15_wcost_re20_c2p1_co2_cut90p_t1 | 1.6134 | 1.3682 | 1.6168 | 2.2521 | 3.731 | 8.3817 | 12.0332 | 1 | 1 | 20 | 1 | 90%Cut,Lim
Region-wide | BNG | prm15_wcost_re19_c2p1_co2_cut90p_t1 | 13.2648 | 9.8752 | 8.9446 | 7.1959 | 5.7182 | 4.6727 | 9.1747 | 1 | 1 | 19 | 1 | 90%Cut,Lim
Region-wide | BNG | prm15_wcost_re3_c2p1_co2_cut90p_t1 | 13.2655 | 9.113 | 8.1372 | 6.8151 | 5.6451 | 4.4854 | 10.0729 | 1 | 1 | 3 | 0 | 90%Cut,Lim
Region-wide | Solar | prm15_wcost_re9_c2p1_co2_cut90p_t1 | 1.6142 | 10.8621 | 21.2279 | 20.8423 | 22.5651 | 22.6314 | 20.544 | 1 | 1 | 9 | 0 | 90%Cut,Lim
Region-wide | BNG | prm15_wcost_re4_c2p1_co2_cut90p_t1 | 13.2648 | 9.1118 | 8.1658 | 6.6646 | 5.6069 | 4.5509 | 6.0249 | 1 | 1 | 4 | 0 | 90%Cut,Lim
Region-wide | Solar | prm15_wcost_re8_c2p1_co2_cut90p_t1 | 1.6135 | 10.7351 | 20.6648 | 20.7036 | 22.2109 | 22.458 | 20.555 | 1 | 1 | 8 | 0 | 90%Cut,Lim
Region-wide | Solar | prm15_wcost_re7_c2p1_co2_cut90p_t1 | 1.6141 | 7.4154 | 16.2485 | 16.1677 | 19.5972 | 18.8936 | 19.2118 | 1 | 1 | 7 | 0 | 90%Cut,Lim
Region-wide | BNG | prm15_wcost_re2_c2p1_co2_cut90p_t1 | 13.2648 | 9.0134 | 8.2168 | 6.9843 | 5.5797 | 4.6332 | 4.3831 | 1 | 1 | 2 | 0 | 90%Cut,Lim
Region-wide | Solar | prm15_wcost_re3_c2p1_co2_cut90p_t1 | 1.6184 | 11.1562 | 21.4694 | 21.7788 | 23.0572 | 23.2376 | 21.1596 | 1 | 1 | 3 | 0 | 90%Cut,Lim
Region-wide | BNG | prm15_wcost_re5_c2p1_co2_cut90p_t1 | 13.2648 | 8.969 | 8.2018 | 7.0167 | 5.5723 | 4.6171 | 3.6849 | 1 | 1 | 5 | 0 | 90%Cut,Lim
Region-wide | BNG | prm15_wcost_re20_c2p1_co2_cut90p_t1 | 13.2648 | 8.8521 | 8.4631 | 7.3857 | 5.9638 | 4.5345 | 2.938 | 1 | 1 | 20 | 1 | 90%Cut,Lim
Region-wide | BNG | prm15_wcost_re6_c2p1_co2_cut90p_t1 | 13.2648 | 8.8373 | 8.1285 | 6.4262 | 5.5723 | 4.5066 | 3.0116 | 1 | 1 | 6 | 0 | 90%Cut,Lim
Region-wide | Solar | prm15_wcost_re5_c2p1_co2_cut90p_t1 | 1.6144 | 8.6441 | 16.6587 | 17.0973 | 20.0327 | 19.9182 | 20.547 | 1 | 1 | 5 | 0 | 90%Cut,Lim
Region-wide | Solar | prm15_wcost_re4_c2p1_co2_cut90p_t1 | 1.6143 | 10.0706 | 19.7545 | 19.2734 | 21.6428 | 21.375 | 20.6849 | 1 | 1 | 4 | 0 | 90%Cut,Lim
Region-wide | BNG | prm15_wcost_re7_c2p1_co2_cut90p_t1 | 13.2648 | 8.9612 | 8.1202 | 6.4076 | 5.5544 | 4.5098 | 3.204 | 1 | 1 | 7 | 0 | 90%Cut,Lim
Region-wide | Solar | prm15_wcost_re6_c2p1_co2_cut90p_t1 | 1.6139 | 6.294 | 12.608 | 14.3318 | 18.1456 | 17.8254 | 19.2087 | 1 | 1 | 6 | 0 | 90%Cut,Lim
Region-wide | Solar | prm15_wcost_re13_c2p1_co2_cut90p_t1 | 1.6161 | 3.3337 | 11.6545 | 14.1437 | 15.7043 | 15.108 | 15.5127 | 1 | 1 | 13 | 1 | 90%Cut,Lim
Region-wide | Solar | prm15_wcost_re14_c2p1_co2_cut90p_t1 | 1.6184 | 1.512 | 7.8721 | 9.7388 | 13.0028 | 13.1543 | 14.6852 | 1 | 1 | 14 | 1 | 90%Cut,Lim
Region-wide | Solar | prm15_wcost_re15_c2p1_co2_cut90p_t1 | 1.6139 | 1.4395 | 5.2561 | 6.5101 | 10.1981 | 11.849 | 14.4638 | 1 | 1 | 15 | 1 | 90%Cut,Lim
Region-wide | Solar | prm15_wcost_re16_c2p1_co2_cut90p_t1 | 1.6033 | 1.349 | 2.7096 | 3.2154 | 6.2934 | 10.6588 | 12.6879 | 1 | 1 | 16 | 1 | 90%Cut,Lim
Region-wide | Solar | prm15_wcost_re17_c2p1_co2_cut90p_t1 | 1.5928 | 1.4085 | 4.5354 | 5.4934 | 9.7539 | 11.3308 | 13.8142 | 1 | 1 | 17 | 1 | 90%Cut,Lim
Region-wide | Solar | prm15_wcost_re18_c2p1_co2_cut90p_t1 | 1.6183 | 2.2125 | 9.9012 | 12.8669 | 14.316 | 14.2834 | 15.0948 | 1 | 1 | 18 | 1 | 90%Cut,Lim
Region-wide | Solar | prm15_wcost_re19_c2p1_co2_cut90p_t1 | 1.6134 | 2.8661 | 11.0482 | 13.4034 | 14.6781 | 14.659 | 14.8803 | 1 | 1 | 19 | 1 | 90%Cut,Lim
Region-wide | Solar | prm15_wcost_re12_c2p1_co2_cut90p_t1 | 1.6184 | 1.4458 | 6.337 | 7.6638 | 11.626 | 12.4474 | 14.6467 | 1 | 1 | 12 | 1 | 90%Cut,Lim
Region-wide | Solar | prm15_wcost_re11_c2p1_co2_cut90p_t1 | 1.6139 | 1.3671 | 1.8005 | 2.2846 | 4.4851 | 9.4541 | 12.8936 | 1 | 1 | 11 | 1 | 90%Cut,Lim
Region-wide | Solar | prm15_wcost_re10_c2p1_co2_cut90p_t1 | 1.6184 | 4.8623 | 9.8853 | 11.1099 | 16.1003 | 16.969 | 18.4843 | 1 | 1 | 10 | 0 | 90%Cut,Lim
Region-wide | BNG | prm15_wcost_re18_c2p1_co2_cut90p_t1 | 13.2654 | 9.9028 | 8.971 | 7.2053 | 5.7235 | 4.7158 | 10.402 | 1 | 1 | 18 | 1 | 90%Cut,Lim
Region-wide | Wind | prm15_wcost_re10_c2p1_co2_cut90p_t1 | 3.1068 | 9.6127 | 14.7632 | 19.7931 | 23.4949 | 32.9122 | 40.8372 | 1 | 1 | 10 | 0 | 90%Cut,Lim
Region-wide | Wind | prm15_wcost_re11_c2p1_co2_cut90p_t1 | 3.0701 | 12.5952 | 22.9689 | 28.3702 | 34.5756 | 40.1906 | 46.1896 | 1 | 1 | 11 | 1 | 90%Cut,Lim
Region-wide | Wind | prm15_wcost_re12_c2p1_co2_cut90p_t1 | 3.1068 | 10.7704 | 17.2349 | 23.0148 | 26.9183 | 35.856 | 40.6724 | 1 | 1 | 12 | 1 | 90%Cut,Lim
Region-wide | Wind | prm15_wcost_re13_c2p1_co2_cut90p_t1 | 3.0894 | 7.6266 | 11.6674 | 16.7703 | 22.6334 | 32.8821 | 35.091 | 1 | 1 | 13 | 1 | 90%Cut,Lim
Region-wide | Wind | prm15_wcost_re14_c2p1_co2_cut90p_t1 | 3.1068 | 10.206 | 15.8326 | 20.945 | 25.4505 | 35.0805 | 38.7612 | 1 | 1 | 14 | 1 | 90%Cut,Lim
Region-wide | Wind | prm15_wcost_re15_c2p1_co2_cut90p_t1 | 3.0741 | 11.001 | 18.5654 | 24.3155 | 28.3817 | 36.5816 | 41.7505 | 1 | 1 | 15 | 1 | 90%Cut,Lim
Region-wide | Wind | prm15_wcost_re16_c2p1_co2_cut90p_t1 | 3.0659 | 12.3019 | 21.9644 | 27.5587 | 32.4967 | 38.9191 | 46.7237 | 1 | 1 | 16 | 1 | 90%Cut,Lim
Region-wide | Wind | prm15_wcost_re17_c2p1_co2_cut90p_t1 | 3.0633 | 11.5486 | 19.334 | 25.4039 | 29.2053 | 38.2079 | 43.8038 | 1 | 1 | 17 | 1 | 90%Cut,Lim
Region-wide | Wind | prm15_wcost_re18_c2p1_co2_cut90p_t1 | 3.1023 | 9.0255 | 13.5041 | 17.797 | 24.133 | 34.012 | 35.8963 | 1 | 1 | 18 | 1 | 90%Cut,Lim
Region-wide | Wind | prm15_wcost_re19_c2p1_co2_cut90p_t1 | 3.0709 | 8.1343 | 12.2334 | 17.4783 | 23.8174 | 33.5925 | 37.1438 | 1 | 1 | 19 | 1 | 90%Cut,Lim
Region-wide | Wind | prm15_wcost_re1_c2p1_co2_cut90p_t1 | 3.1068 | 9.5472 | 13.9765 | 17.6301 | 23.0994 | 32.6601 | 40.7146 | 1 | 1 | 1 | 0 | 90%Cut,Lim
Region-wide | Wind | prm15_wcost_re20_c2p1_co2_cut90p_t1 | 3.0681 | 12.5763 | 23.1095 | 28.5056 | 35.2539 | 41.2356 | 48.1238 | 1 | 1 | 20 | 1 | 90%Cut,Lim
Region-wide | Wind | prm15_wcost_re2_c2p1_co2_cut90p_t1 | 3.0699 | 4.2754 | 6.9872 | 12.3188 | 18.9184 | 28.0698 | 37.5905 | 1 | 1 | 2 | 0 | 90%Cut,Lim
Region-wide | Wind | prm15_wcost_re3_c2p1_co2_cut90p_t1 | 3.1068 | 2.6214 | 3.5908 | 9.1915 | 16.129 | 25.9047 | 30.8468 | 1 | 1 | 3 | 0 | 90%Cut,Lim
Region-wide | Wind | prm15_wcost_re4_c2p1_co2_cut90p_t1 | 3.0736 | 3.5228 | 5.32 | 11.4304 | 17.29 | 27.15 | 35.0882 | 1 | 1 | 4 | 0 | 90%Cut,Lim
Region-wide | Wind | prm15_wcost_re5_c2p1_co2_cut90p_t1 | 3.0704 | 5.3936 | 8.254 | 13.9207 | 19.5965 | 28.7669 | 37.5748 | 1 | 1 | 5 | 0 | 90%Cut,Lim
Region-wide | Wind | prm15_wcost_re6_c2p1_co2_cut90p_t1 | 3.0672 | 8.0394 | 12.133 | 16.2467 | 21.7282 | 32.1332 | 40.1136 | 1 | 1 | 6 | 0 | 90%Cut,Lim
Region-wide | Wind | prm15_wcost_re7_c2p1_co2_cut90p_t1 | 3.069 | 6.6036 | 8.3742 | 14.2452 | 20.0294 | 29.9003 | 39.2102 | 1 | 1 | 7 | 0 | 90%Cut,Lim
Region-wide | Wind | prm15_wcost_re8_c2p1_co2_cut90p_t1 | 3.0631 | 2.8827 | 4.2598 | 10.192 | 16.8274 | 26.4446 | 32.3113 | 1 | 1 | 8 | 0 | 90%Cut,Lim
Region-wide | Wind | prm15_wcost_re9_c2p1_co2_cut90p_t1 | 3.0738 | 2.6181 | 3.7611 | 9.8961 | 16.4933 | 26.3279 | 33.2277 | 1 | 1 | 9 | 0 | 90%Cut,Lim
Region-wide | BNG | prm15_wcost_re17_c2p1_co2_cut90p_t1 | 13.2649 | 9.6102 | 8.7058 | 7.375 | 5.8293 | 4.696 | 4.4972 | 1 | 1 | 17 | 1 | 90%Cut,Lim
Region-wide | BNG | prm15_wcost_re16_c2p1_co2_cut90p_t1 | 13.2647 | 9.0532 | 8.5059 | 7.391 | 5.9787 | 4.6915 | 3.0446 | 1 | 1 | 16 | 1 | 90%Cut,Lim
Region-wide | BNG | prm15_wcost_re15_c2p1_co2_cut90p_t1 | 13.2648 | 9.8282 | 8.8549 | 7.3548 | 5.8049 | 4.7325 | 5.5261 | 1 | 1 | 15 | 1 | 90%Cut,Lim
Region-wide | BNG | prm15_wcost_re14_c2p1_co2_cut90p_t1 | 13.2655 | 9.8015 | 8.8435 | 7.2974 | 5.727 | 4.7228 | 8.0178 | 1 | 1 | 14 | 1 | 90%Cut,Lim
Region-wide | BNG | prm15_wcost_re13_c2p1_co2_cut90p_t1 | 13.2648 | 9.8973 | 8.9139 | 7.1634 | 5.7037 | 4.715 | 10.6976 | 1 | 1 | 13 | 1 | 90%Cut,Lim
Region-wide | BNG | prm15_wcost_re12_c2p1_co2_cut90p_t1 | 13.2655 | 9.9412 | 8.8784 | 7.3223 | 5.7999 | 4.7096 | 6.237 | 1 | 1 | 12 | 1 | 90%Cut,Lim
Region-wide | BNG | prm15_wcost_re11_c2p1_co2_cut90p_t1 | 13.2648 | 8.8855 | 8.4665 | 7.3912 | 5.9614 | 4.6543 | 2.9447 | 1 | 1 | 11 | 1 | 90%Cut,Lim
Region-wide | BNG | prm15_wcost_re10_c2p1_co2_cut90p_t1 | 13.2655 | 8.8094 | 8.136 | 7.1553 | 5.5685 | 4.4942 | 3.0063 | 1 | 1 | 10 | 0 | 90%Cut,Lim
Region-wide | Hydro | prm15_wcost_re8_c2p1_co2_cut90p_t1 | 61.0201 | 59.1623 | 52.6056 | 51.7178 | 47.9578 | 42.7156 | 37.0443 | 1 | 1 | 8 | 0 | 90%Cut,Lim
Region-wide | Hydro | prm15_wcost_re9_c2p1_co2_cut90p_t1 | 61.0087 | 59.2108 | 52.4063 | 51.4859 | 47.913 | 42.62 | 37.059 | 1 | 1 | 9 | 0 | 90%Cut,Lim
Region-wide | Fossil | prm15_wcost_re7_c2p1_co2_cut90p_t1 | 21.0385 | 17.9419 | 14.3463 | 10.632 | 7.2994 | 3.8885 | 1.123 | 1 | 1 | 7 | 0 | 90%Cut,Lim
Region-wide | Fossil | prm15_wcost_re6_c2p1_co2_cut90p_t1 | 21.0385 | 17.8231 | 14.4591 | 10.7402 | 7.2392 | 3.8818 | 1.1233 | 1 | 1 | 6 | 0 | 90%Cut,Lim
Region-wide | Fossil | prm15_wcost_re8_c2p1_co2_cut90p_t1 | 21.0385 | 18.1377 | 14.3439 | 10.6365 | 7.3857 | 3.8919 | 1.1228 | 1 | 1 | 8 | 0 | 90%Cut,Lim
Region-wide | Hydro | prm15_wcost_re7_c2p1_co2_cut90p_t1 | 61.0136 | 59.0779 | 52.911 | 52.5474 | 47.5196 | 42.8078 | 37.251 | 1 | 1 | 7 | 0 | 90%Cut,Lim
Region-wide | Hydro | prm15_wcost_re20_c2p1_co2_cut90p_t1 | 61.0153 | 59.1044 | 52.2858 | 50.5868 | 47.7505 | 41.964 | 35.7798 | 1 | 1 | 20 | 1 | 90%Cut,Lim
Region-wide | Fossil | prm15_wcost_re3_c2p1_co2_cut90p_t1 | 21.0395 | 18.1462 | 14.3768 | 10.9986 | 7.4095 | 3.8944 | 1.1226 | 1 | 1 | 3 | 0 | 90%Cut,Lim
Region-wide | Hydro | prm15_wcost_re2_c2p1_co2_cut90p_t1 | 61.013 | 59.1784 | 52.6037 | 50.6586 | 47.4069 | 43.1025 | 37.3862 | 1 | 1 | 2 | 0 | 90%Cut,Lim
Region-wide | Hydro | prm15_wcost_re3_c2p1_co2_cut90p_t1 | 60.9699 | 58.9633 | 52.4258 | 51.216 | 47.7592 | 42.4778 | 36.7981 | 1 | 1 | 3 | 0 | 90%Cut,Lim
Region-wide | Fossil | prm15_wcost_re4_c2p1_co2_cut90p_t1 | 21.0385 | 18.1226 | 14.325 | 10.7864 | 7.3494 | 3.8976 | 1.1225 | 1 | 1 | 4 | 0 | 90%Cut,Lim
Region-wide | Hydro | prm15_wcost_re4_c2p1_co2_cut90p_t1 | 61.0087 | 59.1722 | 52.4347 | 51.8452 | 48.1109 | 43.0265 | 37.0795 | 1 | 1 | 4 | 0 | 90%Cut,Lim
Region-wide | Hydro | prm15_wcost_re5_c2p1_co2_cut90p_t1 | 61.0118 | 58.9957 | 52.4441 | 50.4462 | 47.4509 | 42.801 | 37.0707 | 1 | 1 | 5 | 0 | 90%Cut,Lim
Region-wide | Fossil | prm15_wcost_re5_c2p1_co2_cut90p_t1 | 21.0385 | 17.9977 | 14.4414 | 11.5191 | 7.3477 | 3.8967 | 1.1226 | 1 | 1 | 5 | 0 | 90%Cut,Lim
Region-wide | Hydro | prm15_wcost_re6_c2p1_co2_cut90p_t1 | 61.0156 | 59.0062 | 52.6714 | 52.2551 | 47.3147 | 41.653 | 36.5428 | 1 | 1 | 6 | 0 | 90%Cut,Lim
Region-wide | Fossil | prm15_wcost_re9_c2p1_co2_cut90p_t1 | 21.0385 | 18.1641 | 14.4485 | 10.8442 | 7.4047 | 3.8957 | 1.1228 | 1 | 1 | 9 | 0 | 90%Cut,Lim
Region-wide | Hydro | prm15_wcost_re1_c2p1_co2_cut90p_t1 | 60.9699 | 59.006 | 52.7693 | 51.9651 | 47.3111 | 41.4748 | 36.3168 | 1 | 1 | 1 | 0 | 90%Cut,Lim
Region-wide | Hydro | prm15_wcost_re19_c2p1_co2_cut90p_t1 | 61.0125 | 60.1161 | 53.0954 | 50.3701 | 48.3682 | 43.173 | 37.6763 | 1 | 1 | 19 | 1 | 90%Cut,Lim
Region-wide | Fossil | prm15_wcost_re13_c2p1_co2_cut90p_t1 | 21.0385 | 19.0177 | 14.7121 | 11.6209 | 7.4128 | 3.8958 | 1.1246 | 1 | 1 | 13 | 1 | 90%Cut,Lim
Region-wide | Fossil | prm15_wcost_re14_c2p1_co2_cut90p_t1 | 21.0395 | 18.5437 | 14.5646 | 11.4038 | 7.3774 | 3.8986 | 1.1244 | 1 | 1 | 14 | 1 | 90%Cut,Lim
Region-wide | Fossil | prm15_wcost_re12_c2p1_co2_cut90p_t1 | 21.0396 | 18.5678 | 14.6499 | 11.2418 | 7.3668 | 3.8983 | 1.1241 | 1 | 1 | 12 | 1 | 90%Cut,Lim
Region-wide | Fossil | prm15_wcost_re10_c2p1_co2_cut90p_t1 | 21.0396 | 17.766 | 14.4585 | 11.4068 | 7.3258 | 3.8856 | 1.1226 | 1 | 1 | 10 | 0 | 90%Cut,Lim
Region-wide | Fossil | prm15_wcost_re11_c2p1_co2_cut90p_t1 | 21.0384 | 18.1137 | 14.4911 | 11.3074 | 7.3327 | 3.889 | 1.1246 | 1 | 1 | 11 | 1 | 90%Cut,Lim
Region-wide | Fossil | prm15_wcost_re15_c2p1_co2_cut90p_t1 | 21.0384 | 18.5112 | 14.686 | 11.2918 | 7.361 | 3.8953 | 1.1237 | 1 | 1 | 15 | 1 | 90%Cut,Lim
Region-wide | Hydro | prm15_wcost_re13_c2p1_co2_cut90p_t1 | 60.9912 | 60.1247 | 53.052 | 50.3017 | 48.5459 | 43.3992 | 37.574 | 1 | 1 | 13 | 1 | 90%Cut,Lim
Region-wide | Hydro | prm15_wcost_re14_c2p1_co2_cut90p_t1 | 60.9699 | 59.937 | 52.8872 | 50.6149 | 48.4423 | 43.1438 | 37.4114 | 1 | 1 | 14 | 1 | 90%Cut,Lim
Region-wide | Fossil | prm15_wcost_re1_c2p1_co2_cut90p_t1 | 21.0395 | 17.7467 | 14.4999 | 10.6896 | 7.3275 | 3.9026 | 1.1238 | 1 | 1 | 1 | 0 | 90%Cut,Lim
Region-wide | Hydro | prm15_wcost_re15_c2p1_co2_cut90p_t1 | 61.0087 | 59.22 | 52.6376 | 50.5278 | 48.2544 | 42.9416 | 37.1359 | 1 | 1 | 15 | 1 | 90%Cut,Lim
Region-wide | Hydro | prm15_wcost_re16_c2p1_co2_cut90p_t1 | 61.0277 | 59.1408 | 52.2255 | 50.5768 | 47.9119 | 41.8369 | 36.4204 | 1 | 1 | 16 | 1 | 90%Cut,Lim
Region-wide | Hydro | prm15_wcost_re17_c2p1_co2_cut90p_t1 | 61.0403 | 59.0229 | 52.7639 | 50.4488 | 47.8602 | 41.8736 | 36.7617 | 1 | 1 | 17 | 1 | 90%Cut,Lim
Region-wide | Fossil | prm15_wcost_re20_c2p1_co2_cut90p_t1 | 21.0385 | 18.0991 | 14.5247 | 11.2699 | 7.3008 | 3.8842 | 1.1252 | 1 | 1 | 20 | 1 | 90%Cut,Lim
Region-wide | Hydro | prm15_wcost_re18_c2p1_co2_cut90p_t1 | 60.9745 | 59.9886 | 53.0991 | 50.6772 | 48.4223 | 43.0917 | 37.4822 | 1 | 1 | 18 | 1 | 90%Cut,Lim
Region-wide | Fossil | prm15_wcost_re2_c2p1_co2_cut90p_t1 | 21.0385 | 18.0489 | 14.3776 | 11.5481 | 7.3785 | 3.8987 | 1.1229 | 1 | 1 | 2 | 0 | 90%Cut,Lim
Region-wide | Fossil | prm15_wcost_re19_c2p1_co2_cut90p_t1 | 21.0384 | 19.0084 | 14.6784 | 11.5523 | 7.418 | 3.9028 | 1.1249 | 1 | 1 | 19 | 1 | 90%Cut,Lim
Region-wide | Fossil | prm15_wcost_re16_c2p1_co2_cut90p_t1 | 21.0383 | 18.155 | 14.5946 | 11.2581 | 7.3193 | 3.8937 | 1.1234 | 1 | 1 | 16 | 1 | 90%Cut,Lim
Region-wide | Fossil | prm15_wcost_re17_c2p1_co2_cut90p_t1 | 21.0386 | 18.4099 | 14.6608 | 11.2789 | 7.3512 | 3.8917 | 1.1232 | 1 | 1 | 17 | 1 | 90%Cut,Lim
Region-wide | Hydro | prm15_wcost_re10_c2p1_co2_cut90p_t1 | 60.9698 | 58.9496 | 52.7569 | 50.5348 | 47.5105 | 41.7389 | 36.5496 | 1 | 1 | 10 | 0 | 90%Cut,Lim
Region-wide | Fossil | prm15_wcost_re18_c2p1_co2_cut90p_t1 | 21.0394 | 18.8706 | 14.5245 | 11.4535 | 7.4052 | 3.897 | 1.1247 | 1 | 1 | 18 | 1 | 90%Cut,Lim
Region-wide | Hydro | prm15_wcost_re11_c2p1_co2_cut90p_t1 | 61.0127 | 59.0385 | 52.273 | 50.6467 | 47.6452 | 41.812 | 36.8475 | 1 | 1 | 11 | 1 | 90%Cut,Lim
Region-wide | Hydro | prm15_wcost_re12_c2p1_co2_cut90p_t1 | 60.9697 | 59.2748 | 52.8998 | 50.7574 | 48.2891 | 43.0887 | 37.3197 | 1 | 1 | 12 | 1 | 90%Cut,Lim
Region-wide | Fossil | prm15_wcost_re17_c2p1_co2_cut90p_tn | 19.9289 | 17.8482 | 14.1769 | 10.6546 | 7.3296 | 3.8847 | 1.1157 | 1 | 0 | 17 | 1 | 90%Cut,Full
Region-wide | Fossil | prm15_wcost_re10_c2p1_co2_cut90p_tn | 19.9283 | 17.1368 | 14.3797 | 10.9209 | 7.2969 | 3.8899 | 1.1182 | 1 | 0 | 10 | 0 | 90%Cut,Full
Region-wide | Fossil | prm15_wcost_re19_c2p1_co2_cut90p_tn | 19.9289 | 18.4007 | 14.3183 | 10.7726 | 7.3588 | 3.8781 | 1.1159 | 1 | 0 | 19 | 1 | 90%Cut,Full
Region-wide | Fossil | prm15_wcost_re18_c2p1_co2_cut90p_tn | 19.9289 | 18.1949 | 14.251 | 10.8482 | 7.3588 | 3.8779 | 1.1156 | 1 | 0 | 18 | 1 | 90%Cut,Full
Region-wide | Fossil | prm15_wcost_re14_c2p1_co2_cut90p_tn | 19.9289 | 18.0867 | 14.1704 | 10.5671 | 7.3598 | 3.8778 | 1.1132 | 1 | 0 | 14 | 1 | 90%Cut,Full
Region-wide | Fossil | prm15_wcost_re13_c2p1_co2_cut90p_tn | 19.9289 | 18.5034 | 14.3729 | 10.8991 | 7.3581 | 3.8763 | 1.1143 | 1 | 0 | 13 | 1 | 90%Cut,Full
Region-wide | Fossil | prm15_wcost_re1_c2p1_co2_cut90p_tn | 19.9283 | 17.1653 | 14.4054 | 10.9126 | 7.3014 | 3.8903 | 1.1175 | 1 | 0 | 1 | 0 | 90%Cut,Full
Region-wide | Fossil | prm15_wcost_re12_c2p1_co2_cut90p_tn | 19.9289 | 17.9749 | 14.1681 | 10.68 | 7.3509 | 3.8837 | 1.1135 | 1 | 0 | 12 | 1 | 90%Cut,Full
Region-wide | Fossil | prm15_wcost_re16_c2p1_co2_cut90p_tn | 19.9289 | 17.6055 | 14.2929 | 11.6215 | 7.3956 | 3.8865 | 1.1164 | 1 | 0 | 16 | 1 | 90%Cut,Full
Region-wide | Fossil | prm15_wcost_re15_c2p1_co2_cut90p_tn | 19.9289 | 17.8577 | 14.1762 | 10.6431 | 7.3344 | 3.8845 | 1.1141 | 1 | 0 | 15 | 1 | 90%Cut,Full
Region-wide | Fossil | prm15_wcost_re11_c2p1_co2_cut90p_tn | 19.9289 | 17.4975 | 14.3889 | 11.4691 | 7.3217 | 3.8871 | 1.1167 | 1 | 0 | 11 | 1 | 90%Cut,Full
Region-wide | Wind | prm15_wcost_re11_c2p1_co2_cut90p_tn | 3.0316 | 10.2981 | 20.7627 | 27.4264 | 34.1662 | 40.6447 | 46.8106 | 1 | 0 | 11 | 1 | 90%Cut,Full
Region-wide | Wind | prm15_wcost_re10_c2p1_co2_cut90p_tn | 3.0298 | 8.7732 | 14.3898 | 18.868 | 24.2367 | 32.3417 | 40.1309 | 1 | 0 | 10 | 0 | 90%Cut,Full
Region-wide | Wind | prm15_wcost_re5_c2p1_co2_cut90p_tn | 3.0298 | 4.3235 | 8.292 | 13.9029 | 18.9925 | 29.3124 | 39.1789 | 1 | 0 | 5 | 0 | 90%Cut,Full
Region-wide | Wind | prm15_wcost_re6_c2p1_co2_cut90p_tn | 3.0298 | 7.9258 | 11.936 | 17.3615 | 21.3952 | 31.4852 | 39.1951 | 1 | 0 | 6 | 0 | 90%Cut,Full
Region-wide | Wind | prm15_wcost_re8_c2p1_co2_cut90p_tn | 3.0298 | 2.612 | 4.7729 | 8.863 | 15.9369 | 26.5099 | 36.9031 | 1 | 0 | 8 | 0 | 90%Cut,Full
Region-wide | Wind | prm15_wcost_re7_c2p1_co2_cut90p_tn | 3.0298 | 5.4097 | 9.0453 | 14.5292 | 19.7816 | 30.5541 | 39.1821 | 1 | 0 | 7 | 0 | 90%Cut,Full
Region-wide | Wind | prm15_wcost_re4_c2p1_co2_cut90p_tn | 3.0298 | 3.3691 | 5.9353 | 11.6795 | 17.141 | 28.0768 | 38.6728 | 1 | 0 | 4 | 0 | 90%Cut,Full
Region-wide | Wind | prm15_wcost_re17_c2p1_co2_cut90p_tn | 3.0316 | 9.0904 | 18.0521 | 24.4552 | 29.156 | 37.0208 | 44.8851 | 1 | 0 | 17 | 1 | 90%Cut,Full
Region-wide | Wind | prm15_wcost_re2_c2p1_co2_cut90p_tn | 3.0298 | 4.1182 | 7.1086 | 12.8014 | 18.3571 | 28.9574 | 38.6726 | 1 | 0 | 2 | 0 | 90%Cut,Full
Region-wide | Wind | prm15_wcost_re20_c2p1_co2_cut90p_tn | 3.0316 | 10.2777 | 20.6743 | 27.6124 | 34.8625 | 41.8625 | 47.7959 | 1 | 0 | 20 | 1 | 90%Cut,Full
Region-wide | Wind | prm15_wcost_re19_c2p1_co2_cut90p_tn | 3.0316 | 7.2178 | 12.2173 | 18.2776 | 22.9727 | 33.1383 | 41.7533 | 1 | 0 | 19 | 1 | 90%Cut,Full
Region-wide | Wind | prm15_wcost_re18_c2p1_co2_cut90p_tn | 3.0316 | 7.38 | 13.507 | 18.8075 | 23.4453 | 33.7944 | 42.2288 | 1 | 0 | 18 | 1 | 90%Cut,Full
Region-wide | Fossil | prm15_wcost_re8_c2p1_co2_cut90p_tn | 19.9283 | 17.6927 | 14.283 | 11.308 | 7.4032 | 3.8699 | 1.1138 | 1 | 0 | 8 | 0 | 90%Cut,Full
Region-wide | Wind | prm15_wcost_re16_c2p1_co2_cut90p_tn | 3.0316 | 9.8407 | 20.4393 | 27.1355 | 32.3364 | 38.5572 | 45.2346 | 1 | 0 | 16 | 1 | 90%Cut,Full
Region-wide | Wind | prm15_wcost_re12_c2p1_co2_cut90p_tn | 3.0316 | 8.7468 | 16.5635 | 22.2584 | 26.6695 | 36.103 | 44.2027 | 1 | 0 | 12 | 1 | 90%Cut,Full
Region-wide | Wind | prm15_wcost_re13_c2p1_co2_cut90p_tn | 3.0316 | 6.4616 | 11.6975 | 17.0123 | 21.9478 | 33.0974 | 40.1666 | 1 | 0 | 13 | 1 | 90%Cut,Full
Region-wide | Wind | prm15_wcost_re3_c2p1_co2_cut90p_tn | 3.0298 | 2.5931 | 3.9894 | 8.0199 | 15.437 | 26.675 | 36.1781 | 1 | 0 | 3 | 0 | 90%Cut,Full
Region-wide | Wind | prm15_wcost_re15_c2p1_co2_cut90p_tn | 3.0316 | 9.0501 | 17.4163 | 23.6893 | 28.5343 | 36.7883 | 44.6189 | 1 | 0 | 15 | 1 | 90%Cut,Full
Region-wide | Wind | prm15_wcost_re14_c2p1_co2_cut90p_tn | 3.0316 | 8.213 | 15.655 | 20.3671 | 25.2934 | 35.2178 | 43.7048 | 1 | 0 | 14 | 1 | 90%Cut,Full
Region-wide | Fossil | prm15_wcost_re3_c2p1_co2_cut90p_tn | 19.9283 | 17.7934 | 14.2971 | 11.302 | 7.4171 | 3.8663 | 1.1144 | 1 | 0 | 3 | 0 | 90%Cut,Full
Region-wide | Fossil | prm15_wcost_re2_c2p1_co2_cut90p_tn | 19.9283 | 17.6396 | 14.3001 | 10.6359 | 7.3644 | 3.8682 | 1.114 | 1 | 0 | 2 | 0 | 90%Cut,Full
Region-wide | Wind | prm15_wcost_re1_c2p1_co2_cut90p_tn | 3.0298 | 8.3246 | 13.9338 | 18.479 | 23.385 | 31.995 | 39.52 | 1 | 0 | 1 | 0 | 90%Cut,Full
Region-wide | Fossil | prm15_wcost_re20_c2p1_co2_cut90p_tn | 19.9289 | 17.5097 | 14.392 | 11.4848 | 7.3196 | 3.887 | 1.1178 | 1 | 0 | 20 | 1 | 90%Cut,Full
Region-wide | Fossil | prm15_wcost_re4_c2p1_co2_cut90p_tn | 19.9283 | 17.5886 | 14.29 | 10.4737 | 7.3602 | 3.8703 | 1.1132 | 1 | 0 | 4 | 0 | 90%Cut,Full
Region-wide | Fossil | prm15_wcost_re6_c2p1_co2_cut90p_tn | 19.9283 | 17.1858 | 14.4055 | 10.7994 | 7.3586 | 3.8891 | 1.1162 | 1 | 0 | 6 | 0 | 90%Cut,Full
Region-wide | Fossil | prm15_wcost_re7_c2p1_co2_cut90p_tn | 19.9283 | 17.4533 | 14.3259 | 10.7449 | 7.3588 | 3.8678 | 1.1161 | 1 | 0 | 7 | 0 | 90%Cut,Full
Region-wide | Wind | prm15_wcost_re9_c2p1_co2_cut90p_tn | 3.0298 | 2.5835 | 4.2218 | 8.2712 | 15.938 | 27.0737 | 39.6641 | 1 | 0 | 9 | 0 | 90%Cut,Full
Region-wide | Fossil | prm15_wcost_re5_c2p1_co2_cut90p_tn | 19.9283 | 17.6166 | 14.3251 | 10.7864 | 7.3607 | 3.8643 | 1.1156 | 1 | 0 | 5 | 0 | 90%Cut,Full
Region-wide | Fossil | prm15_wcost_re9_c2p1_co2_cut90p_tn | 19.9283 | 17.7948 | 14.2863 | 11.1968 | 7.3958 | 3.862 | 1.1142 | 1 | 0 | 9 | 0 | 90%Cut,Full
Region-wide | Solar | prm15_wcost_re13_c2p1_co2_cut90p_tn | 1.5792 | 1.9319 | 9.3019 | 11.7382 | 15.7754 | 15.0558 | 13.6245 | 1 | 0 | 13 | 1 | 90%Cut,Full
Region-wide | Solar | prm15_wcost_re14_c2p1_co2_cut90p_tn | 1.5792 | 1.5652 | 5.995 | 8.5486 | 12.3364 | 13.4632 | 13.9298 | 1 | 0 | 14 | 1 | 90%Cut,Full
Region-wide | Solar | prm15_wcost_re15_c2p1_co2_cut90p_tn | 1.5792 | 1.4326 | 4.5314 | 5.237 | 9.1895 | 12.1015 | 13.4269 | 1 | 0 | 15 | 1 | 90%Cut,Full
Region-wide | Solar | prm15_wcost_re16_c2p1_co2_cut90p_tn | 1.5792 | 1.3605 | 1.7812 | 2.0293 | 6.0219 | 10.9411 | 12.8327 | 1 | 0 | 16 | 1 | 90%Cut,Full
Region-wide | Solar | prm15_wcost_re17_c2p1_co2_cut90p_tn | 1.5792 | 1.4254 | 3.931 | 4.599 | 8.5757 | 11.8521 | 13.2285 | 1 | 0 | 17 | 1 | 90%Cut,Full
Region-wide | Solar | prm15_wcost_re18_c2p1_co2_cut90p_tn | 1.5792 | 1.6907 | 7.7769 | 10.4779 | 14.3967 | 14.8633 | 13.1041 | 1 | 0 | 18 | 1 | 90%Cut,Full
Region-wide | Solar | prm15_wcost_re12_c2p1_co2_cut90p_tn | 1.5792 | 1.4498 | 5.1747 | 6.6725 | 10.9312 | 12.7297 | 13.878 | 1 | 0 | 12 | 1 | 90%Cut,Full
Region-wide | Solar | prm15_wcost_re10_c2p1_co2_cut90p_tn | 1.5792 | 3.3111 | 7.4048 | 10.167 | 14.69 | 17.2896 | 18.5689 | 1 | 0 | 10 | 0 | 90%Cut,Full
Region-wide | Solar | prm15_wcost_re11_c2p1_co2_cut90p_tn | 1.5792 | 1.3485 | 1.3752 | 1.636 | 4.363 | 9.0972 | 11.8233 | 1 | 0 | 11 | 1 | 90%Cut,Full
Region-wide | Solar | prm15_wcost_re19_c2p1_co2_cut90p_tn | 1.5792 | 1.696 | 8.9606 | 10.6915 | 14.7964 | 15.2477 | 14.0526 | 1 | 0 | 19 | 1 | 90%Cut,Full
Region-wide | Solar | prm15_wcost_re1_c2p1_co2_cut90p_tn | 1.5792 | 3.7093 | 7.8541 | 10.5755 | 15.5672 | 17.5738 | 18.7726 | 1 | 0 | 1 | 0 | 90%Cut,Full
Region-wide | Hydro | prm15_wcost_re12_c2p1_co2_cut90p_tn | 64.3776 | 62.7729 | 55.3785 | 53.2446 | 48.9866 | 42.4673 | 37.1386 | 1 | 0 | 12 | 1 | 90%Cut,Full
Region-wide | Hydro | prm15_wcost_re11_c2p1_co2_cut90p_tn | 64.3776 | 62.5793 | 55.2009 | 52.1135 | 48.0267 | 41.6299 | 36.7144 | 1 | 0 | 11 | 1 | 90%Cut,Full
Region-wide | Hydro | prm15_wcost_re10_c2p1_co2_cut90p_tn | 64.3804 | 62.5448 | 55.6612 | 53.2513 | 48.0231 | 41.6823 | 36.6941 | 1 | 0 | 10 | 0 | 90%Cut,Full
Region-wide | Solar | prm15_wcost_re8_c2p1_co2_cut90p_tn | 1.5792 | 8.6183 | 17.1406 | 20.1418 | 22.2526 | 21.7855 | 19.6465 | 1 | 0 | 8 | 0 | 90%Cut,Full
Region-wide | Hydro | prm15_wcost_re8_c2p1_co2_cut90p_tn | 64.3804 | 62.0151 | 55.6061 | 52.8128 | 48.6941 | 43.0582 | 37.1526 | 1 | 0 | 8 | 0 | 90%Cut,Full
Region-wide | Solar | prm15_wcost_re9_c2p1_co2_cut90p_tn | 1.5792 | 7.9938 | 17.6488 | 20.7813 | 22.2988 | 21.6954 | 19.2005 | 1 | 0 | 9 | 0 | 90%Cut,Full
Region-wide | BNG | prm15_wcost_re3_c2p1_co2_cut90p_tn | 11.0824 | 9.0089 | 8.1286 | 6.8389 | 5.6797 | 4.7732 | 6.9515 | 1 | 0 | 3 | 0 | 90%Cut,Full
Region-wide | Hydro | prm15_wcost_re7_c2p1_co2_cut90p_tn | 64.3804 | 62.4132 | 55.6336 | 53.4779 | 48.1041 | 41.8669 | 37.2197 | 1 | 0 | 7 | 0 | 90%Cut,Full
Region-wide | BNG | prm15_wcost_re2_c2p1_co2_cut90p_tn | 11.0824 | 8.9059 | 8.2114 | 6.7595 | 5.7461 | 4.779 | 3.5659 | 1 | 0 | 2 | 0 | 90%Cut,Full
Region-wide | BNG | prm15_wcost_re4_c2p1_co2_cut90p_tn | 11.0824 | 8.9638 | 8.1663 | 6.7733 | 5.7371 | 4.7754 | 3.5885 | 1 | 0 | 4 | 0 | 90%Cut,Full
Region-wide | Hydro | prm15_wcost_re6_c2p1_co2_cut90p_tn | 64.3804 | 62.5692 | 55.7043 | 53.4475 | 47.9841 | 41.6517 | 37.1298 | 1 | 0 | 6 | 0 | 90%Cut,Full
Region-wide | BNG | prm15_wcost_re20_c2p1_co2_cut90p_tn | 11.0827 | 8.3053 | 8.2858 | 7.3329 | 6.1337 | 4.7045 | 3.2749 | 1 | 0 | 20 | 1 | 90%Cut,Full
Region-wide | Hydro | prm15_wcost_re5_c2p1_co2_cut90p_tn | 64.3804 | 62.5903 | 55.6265 | 53.4232 | 48.107 | 42.3869 | 37.1719 | 1 | 0 | 5 | 0 | 90%Cut,Full
Region-wide | BNG | prm15_wcost_re1_c2p1_co2_cut90p_tn | 11.0824 | 8.3027 | 8.1784 | 6.7597 | 5.706 | 4.8187 | 3.4606 | 1 | 0 | 1 | 0 | 90%Cut,Full
Region-wide | Hydro | prm15_wcost_re4_c2p1_co2_cut90p_tn | 64.3804 | 62.0567 | 55.595 | 53.7972 | 48.7247 | 42.4157 | 37.0291 | 1 | 0 | 4 | 0 | 90%Cut,Full
Region-wide | Hydro | prm15_wcost_re9_c2p1_co2_cut90p_tn | 64.3804 | 62.6191 | 55.6873 | 52.9059 | 48.6483 | 42.5899 | 36.4034 | 1 | 0 | 9 | 0 | 90%Cut,Full
Region-wide | BNG | prm15_wcost_re9_c2p1_co2_cut90p_tn | 11.0824 | 9.0088 | 8.1558 | 6.8447 | 5.7191 | 4.779 | 3.6178 | 1 | 0 | 9 | 0 | 90%Cut,Full
Region-wide | Solar | prm15_wcost_re20_c2p1_co2_cut90p_tn | 1.5792 | 1.3446 | 1.3894 | 1.6065 | 3.8874 | 8.1593 | 11.4751 | 1 | 0 | 20 | 1 | 90%Cut,Full
Region-wide | BNG | prm15_wcost_re8_c2p1_co2_cut90p_tn | 11.0824 | 9.0619 | 8.1974 | 6.8743 | 5.7132 | 4.7765 | 5.1839 | 1 | 0 | 8 | 0 | 90%Cut,Full
Region-wide | Solar | prm15_wcost_re2_c2p1_co2_cut90p_tn | 1.5792 | 6.706 | 14.7661 | 16.2085 | 20.4425 | 19.9681 | 19.5677 | 1 | 0 | 2 | 0 | 90%Cut,Full
Region-wide | Solar | prm15_wcost_re7_c2p1_co2_cut90p_tn | 1.5792 | 6.0872 | 12.8386 | 14.5949 | 19.0001 | 18.9193 | 18.9765 | 1 | 0 | 7 | 0 | 90%Cut,Full
Region-wide | Solar | prm15_wcost_re3_c2p1_co2_cut90p_tn | 1.5792 | 7.8186 | 17.8623 | 20.9325 | 22.5554 | 21.807 | 19.0379 | 1 | 0 | 3 | 0 | 90%Cut,Full
Region-wide | Solar | prm15_wcost_re4_c2p1_co2_cut90p_tn | 1.5792 | 8.0218 | 16.0134 | 17.2764 | 21.037 | 20.8618 | 19.5964 | 1 | 0 | 4 | 0 | 90%Cut,Full
Region-wide | BNG | prm15_wcost_re6_c2p1_co2_cut90p_tn | 11.0824 | 8.3438 | 8.173 | 6.7495 | 5.8077 | 4.8015 | 3.5815 | 1 | 0 | 6 | 0 | 90%Cut,Full
Region-wide | Solar | prm15_wcost_re5_c2p1_co2_cut90p_tn | 1.5792 | 6.5943 | 13.603 | 15.2318 | 19.7905 | 19.6545 | 18.9866 | 1 | 0 | 5 | 0 | 90%Cut,Full
Region-wide | Solar | prm15_wcost_re6_c2p1_co2_cut90p_tn | 1.5792 | 3.9755 | 9.7812 | 11.6422 | 17.4543 | 18.1724 | 18.9773 | 1 | 0 | 6 | 0 | 90%Cut,Full
Region-wide | BNG | prm15_wcost_re5_c2p1_co2_cut90p_tn | 11.0824 | 8.8753 | 8.1534 | 6.6557 | 5.7493 | 4.7819 | 3.547 | 1 | 0 | 5 | 0 | 90%Cut,Full
Region-wide | BNG | prm15_wcost_re7_c2p1_co2_cut90p_tn | 11.0824 | 8.6367 | 8.1566 | 6.6532 | 5.7554 | 4.7918 | 3.5056 | 1 | 0 | 7 | 0 | 90%Cut,Full
Region-wide | BNG | prm15_wcost_re13_c2p1_co2_cut90p_tn | 11.0827 | 9.6358 | 8.92 | 7.1159 | 5.8592 | 4.8024 | 7.9936 | 1 | 0 | 13 | 1 | 90%Cut,Full
Region-wide | Hydro | prm15_wcost_re17_c2p1_co2_cut90p_tn | 64.3776 | 62.793 | 55.1796 | 53.344 | 48.8018 | 42.399 | 37.1823 | 1 | 0 | 17 | 1 | 90%Cut,Full
Region-wide | BNG | prm15_wcost_re12_c2p1_co2_cut90p_tn | 11.0827 | 9.0556 | 8.7151 | 7.1445 | 6.0618 | 4.8163 | 3.6671 | 1 | 0 | 12 | 1 | 90%Cut,Full
Region-wide | Hydro | prm15_wcost_re16_c2p1_co2_cut90p_tn | 64.3776 | 62.6437 | 55.1691 | 51.6678 | 48.1129 | 41.8242 | 37.1972 | 1 | 0 | 16 | 1 | 90%Cut,Full
Region-wide | BNG | prm15_wcost_re11_c2p1_co2_cut90p_tn | 11.0827 | 8.2766 | 8.2724 | 7.3551 | 6.1224 | 4.7412 | 3.535 | 1 | 0 | 11 | 1 | 90%Cut,Full
Region-wide | BNG | prm15_wcost_re10_c2p1_co2_cut90p_tn | 11.0824 | 8.2341 | 8.1645 | 6.7928 | 5.7533 | 4.7965 | 3.4879 | 1 | 0 | 10 | 0 | 90%Cut,Full
Region-wide | Hydro | prm15_wcost_re14_c2p1_co2_cut90p_tn | 64.3776 | 62.8311 | 55.3828 | 53.412 | 49.0435 | 42.6306 | 37.1144 | 1 | 0 | 14 | 1 | 90%Cut,Full
Region-wide | Hydro | prm15_wcost_re13_c2p1_co2_cut90p_tn | 64.3776 | 63.4673 | 55.7077 | 53.2345 | 49.0596 | 43.1681 | 37.101 | 1 | 0 | 13 | 1 | 90%Cut,Full
Region-wide | Hydro | prm15_wcost_re15_c2p1_co2_cut90p_tn | 64.3776 | 62.7816 | 55.2129 | 53.3641 | 48.8043 | 42.3982 | 37.1715 | 1 | 0 | 15 | 1 | 90%Cut,Full
Region-wide | BNG | prm15_wcost_re19_c2p1_co2_cut90p_tn | 11.0827 | 9.657 | 8.8728 | 7.1262 | 5.9106 | 4.8179 | 5.9633 | 1 | 0 | 19 | 1 | 90%Cut,Full
Region-wide | Hydro | prm15_wcost_re18_c2p1_co2_cut90p_tn | 64.3776 | 63.1417 | 55.5186 | 52.7778 | 48.8969 | 42.6573 | 36.3462 | 1 | 0 | 18 | 1 | 90%Cut,Full
Region-wide | Hydro | prm15_wcost_re3_c2p1_co2_cut90p_tn | 64.3804 | 62.786 | 55.7226 | 52.9066 | 48.9108 | 42.8785 | 36.7181 | 1 | 0 | 3 | 0 | 90%Cut,Full
Region-wide | BNG | prm15_wcost_re18_c2p1_co2_cut90p_tn | 11.0827 | 9.5928 | 8.9464 | 7.0886 | 5.9023 | 4.807 | 7.2053 | 1 | 0 | 18 | 1 | 90%Cut,Full
Region-wide | Hydro | prm15_wcost_re2_c2p1_co2_cut90p_tn | 64.3804 | 62.6303 | 55.6137 | 53.5948 | 48.0898 | 42.4273 | 37.0798 | 1 | 0 | 2 | 0 | 90%Cut,Full
Region-wide | BNG | prm15_wcost_re17_c2p1_co2_cut90p_tn | 11.0827 | 8.843 | 8.6604 | 6.9471 | 6.1369 | 4.8434 | 3.5884 | 1 | 0 | 17 | 1 | 90%Cut,Full
Region-wide | BNG | prm15_wcost_re14_c2p1_co2_cut90p_tn | 11.0827 | 9.3039 | 8.7968 | 7.1052 | 5.9669 | 4.8107 | 4.1378 | 1 | 0 | 14 | 1 | 90%Cut,Full
Region-wide | Hydro | prm15_wcost_re20_c2p1_co2_cut90p_tn | 64.3776 | 62.5627 | 55.2585 | 51.9634 | 47.7968 | 41.3868 | 36.3362 | 1 | 0 | 20 | 1 | 90%Cut,Full
Region-wide | BNG | prm15_wcost_re16_c2p1_co2_cut90p_tn | 11.0827 | 8.5495 | 8.3175 | 7.5459 | 6.1332 | 4.7911 | 3.6191 | 1 | 0 | 16 | 1 | 90%Cut,Full
Region-wide | Hydro | prm15_wcost_re1_c2p1_co2_cut90p_tn | 64.3804 | 62.4982 | 55.6284 | 53.2731 | 48.0404 | 41.7222 | 37.1294 | 1 | 0 | 1 | 0 | 90%Cut,Full
Region-wide | BNG | prm15_wcost_re15_c2p1_co2_cut90p_tn | 11.0827 | 8.8781 | 8.6632 | 7.0665 | 6.1375 | 4.8275 | 3.6686 | 1 | 0 | 15 | 1 | 90%Cut,Full
Region-wide | Hydro | prm15_wcost_re19_c2p1_co2_cut90p_tn | 64.3776 | 63.0286 | 55.6311 | 53.1321 | 48.9615 | 42.9181 | 37.1149 | 1 | 0 | 19 | 1 | 90%Cut,Full
Argentina | Fossil | prm15_wcost_re12_c2p1_t1 | 53.5648 | 56.4853 | 47.116 | 55.2574 | 61.7288 | 66.8427 | 73.9764 | 0 | 1 | 12 | 1 | NoCut,Lim
Argentina | Fossil | prm15_wcost_re13_c2p1_t1 | 53.5648 | 56.6265 | 59.5566 | 65.7518 | 70.595 | 75.1722 | 80.2994 | 0 | 1 | 13 | 1 | NoCut,Lim
Argentina | Fossil | prm15_wcost_re15_c2p1_t1 | 53.5648 | 56.4373 | 46.9807 | 55.1524 | 61.66 | 66.7663 | 73.9091 | 0 | 1 | 15 | 1 | NoCut,Lim
Argentina | Fossil | prm15_wcost_re16_c2p1_t1 | 53.5648 | 56.4007 | 46.6929 | 48.3631 | 56.3884 | 62.3516 | 70.1734 | 0 | 1 | 16 | 1 | NoCut,Lim
Argentina | Fossil | prm15_wcost_re14_c2p1_t1 | 53.5648 | 56.565 | 47.4227 | 55.4965 | 61.9427 | 67.0147 | 74.119 | 0 | 1 | 14 | 1 | NoCut,Lim
Argentina | Fossil | prm15_wcost_re11_c2p1_t1 | 53.5648 | 56.3106 | 46.5633 | 52.8733 | 60.1905 | 65.56 | 70.4518 | 0 | 1 | 11 | 1 | NoCut,Lim
Argentina | Hydro | prm15_wcost_re10_c2p1_t1 | 29.8304 | 29.5351 | 24.8171 | 21.5768 | 19.2315 | 16.2981 | 13.6712 | 0 | 1 | 10 | 0 | NoCut,Lim
Argentina | Fossil | prm15_wcost_re10_c2p1_t1 | 53.5648 | 54.9496 | 49.0245 | 56.4438 | 62.2375 | 68.0429 | 59.1702 | 0 | 1 | 10 | 0 | NoCut,Lim
Argentina | Fossil | prm15_wcost_re17_c2p1_t1 | 53.5648 | 56.4377 | 46.9474 | 55.1273 | 61.6408 | 66.7416 | 73.8913 | 0 | 1 | 17 | 1 | NoCut,Lim
Argentina | Solar | prm15_wcost_re13_c2p1_t1 | 0.76166 | 0.64228 | 2.8591 | 2.4152 | 2.0408 | 1.7241 | 1.1805 | 0 | 1 | 13 | 1 | NoCut,Lim
Argentina | Solar | prm15_wcost_re12_c2p1_t1 | 0.76166 | 0.64438 | 0.84135 | 0.71048 | 0.60032 | 0.50701 | 0.15246 | 0 | 1 | 12 | 1 | NoCut,Lim
Argentina | Solar | prm15_wcost_re11_c2p1_t1 | 0.76166 | 0.64696 | 0.54227 | 0.45792 | 0.38699 | 0.32668 | 0 | 0 | 1 | 11 | 1 | NoCut,Lim
Argentina | Solar | prm15_wcost_re10_c2p1_t1 | 0.76166 | 2.0111 | 8.6541 | 7.2831 | 6.1525 | 5.1992 | 4.121 | 0 | 1 | 10 | 0 | NoCut,Lim
Argentina | Solar | prm15_wcost_re14_c2p1_t1 | 0.76166 | 0.64319 | 1.166 | 0.98509 | 0.83211 | 0.70296 | 0.31802 | 0 | 1 | 14 | 1 | NoCut,Lim
Argentina | Solar | prm15_wcost_re20_c2p1_t1 | 0.76166 | 0.64727 | 0.54276 | 0.45805 | 0.38703 | 0.32665 | 0 | 0 | 1 | 20 | 1 | NoCut,Lim
Argentina | Solar | prm15_wcost_re1_c2p1_t1 | 0.76166 | 2.0111 | 9.2159 | 7.7535 | 6.5479 | 5.5326 | 4.4022 | 0 | 1 | 1 | 0 | NoCut,Lim
Argentina | Solar | prm15_wcost_re19_c2p1_t1 | 0.76166 | 0.64228 | 2.8465 | 2.4043 | 2.0327 | 1.7165 | 1.1742 | 0 | 1 | 19 | 1 | NoCut,Lim
Argentina | Solar | prm15_wcost_re17_c2p1_t1 | 0.76166 | 0.64508 | 0.54203 | 0.45757 | 0.38641 | 0.32661 | 0 | 0 | 1 | 17 | 1 | NoCut,Lim
Argentina | Solar | prm15_wcost_re16_c2p1_t1 | 0.76166 | 0.64562 | 0.54223 | 0.45795 | 0.38694 | 0.32662 | 0 | 0 | 1 | 16 | 1 | NoCut,Lim
Argentina | Solar | prm15_wcost_re15_c2p1_t1 | 0.76166 | 0.64509 | 0.54203 | 0.45759 | 0.38645 | 0.32656 | 0 | 0 | 1 | 15 | 1 | NoCut,Lim
Argentina | Solar | prm15_wcost_re18_c2p1_t1 | 0.76166 | 0.64228 | 2.2408 | 1.8927 | 1.6001 | 1.3507 | 0.86565 | 0 | 1 | 18 | 1 | NoCut,Lim
Argentina | Solar | prm15_wcost_re2_c2p1_t1 | 0.76166 | 2.1955 | 12.2977 | 10.3535 | 8.7526 | 7.3927 | 5.9711 | 0 | 1 | 2 | 0 | NoCut,Lim
Argentina | Fossil | prm15_wcost_re4_c2p1_t1 | 53.5648 | 54.8847 | 51.3627 | 58.4134 | 64.8618 | 69.4451 | 76.212 | 0 | 1 | 4 | 0 | NoCut,Lim
Argentina | Fossil | prm15_wcost_re5_c2p1_t1 | 53.5648 | 55.0983 | 52.4046 | 59.282 | 65.5967 | 70.052 | 76.7247 | 0 | 1 | 5 | 0 | NoCut,Lim
Argentina | Fossil | prm15_wcost_re3_c2p1_t1 | 53.5648 | 55.0983 | 51.3124 | 58.3848 | 64.8571 | 69.4441 | 76.2127 | 0 | 1 | 3 | 0 | NoCut,Lim
Argentina | Fossil | prm15_wcost_re6_c2p1_t1 | 53.5648 | 54.9492 | 51.3009 | 58.4107 | 63.8633 | 69.4182 | 72.2352 | 0 | 1 | 6 | 0 | NoCut,Lim
Argentina | Fossil | prm15_wcost_re7_c2p1_t1 | 53.5648 | 55.0566 | 52.8297 | 59.662 | 65.4085 | 70.3183 | 76.9435 | 0 | 1 | 7 | 0 | NoCut,Lim
Argentina | Fossil | prm15_wcost_re8_c2p1_t1 | 53.5648 | 55.0983 | 51.3346 | 58.4142 | 64.8572 | 69.4447 | 76.2135 | 0 | 1 | 8 | 0 | NoCut,Lim
Argentina | Fossil | prm15_wcost_re18_c2p1_t1 | 53.5648 | 56.6265 | 57.8346 | 64.3013 | 69.3538 | 73.7177 | 79.4192 | 0 | 1 | 18 | 1 | NoCut,Lim
Argentina | Fossil | prm15_wcost_re19_c2p1_t1 | 53.5648 | 56.6265 | 57.1603 | 63.7314 | 68.8725 | 73.7287 | 79.0767 | 0 | 1 | 19 | 1 | NoCut,Lim
Argentina | Fossil | prm15_wcost_re1_c2p1_t1 | 53.5648 | 54.9492 | 50.4129 | 57.6245 | 63.237 | 68.8989 | 64.5878 | 0 | 1 | 1 | 0 | NoCut,Lim
Argentina | Fossil | prm15_wcost_re20_c2p1_t1 | 53.5648 | 56.2896 | 46.2802 | 53.3635 | 60.6127 | 65.8763 | 63.2957 | 0 | 1 | 20 | 1 | NoCut,Lim
Argentina | Fossil | prm15_wcost_re2_c2p1_t1 | 53.5648 | 54.887 | 51.5629 | 58.5636 | 64.9898 | 69.5498 | 76.302 | 0 | 1 | 2 | 0 | NoCut,Lim
Argentina | Solar | prm15_wcost_re9_c2p1_t1 | 0.76166 | 1.9569 | 12.4983 | 10.5087 | 8.8878 | 7.5051 | 6.0662 | 0 | 1 | 9 | 0 | NoCut,Lim
Argentina | Solar | prm15_wcost_re8_c2p1_t1 | 0.76166 | 1.9569 | 12.4901 | 10.5045 | 8.8819 | 7.5002 | 6.0618 | 0 | 1 | 8 | 0 | NoCut,Lim
Argentina | Solar | prm15_wcost_re6_c2p1_t1 | 0.76166 | 2.0111 | 10.7306 | 9.0194 | 7.6252 | 6.445 | 5.1729 | 0 | 1 | 6 | 0 | NoCut,Lim
Argentina | Solar | prm15_wcost_re5_c2p1_t1 | 0.76166 | 1.9569 | 11.4588 | 9.6449 | 8.1539 | 6.8893 | 5.5461 | 0 | 1 | 5 | 0 | NoCut,Lim
Argentina | Solar | prm15_wcost_re4_c2p1_t1 | 0.76166 | 2.1956 | 12.4829 | 10.5047 | 8.8807 | 7.5 | 6.0622 | 0 | 1 | 4 | 0 | NoCut,Lim
Argentina | Solar | prm15_wcost_re7_c2p1_t1 | 0.76166 | 1.9587 | 11.0238 | 9.2737 | 7.8415 | 6.6253 | 5.3244 | 0 | 1 | 7 | 0 | NoCut,Lim
Argentina | Fossil | prm15_wcost_re9_c2p1_t1 | 53.5648 | 55.0983 | 51.3263 | 58.4179 | 64.851 | 69.4396 | 76.2086 | 0 | 1 | 9 | 0 | NoCut,Lim
Argentina | Solar | prm15_wcost_re3_c2p1_t1 | 0.76166 | 1.9569 | 12.4958 | 10.5119 | 8.8819 | 7.5003 | 6.062 | 0 | 1 | 3 | 0 | NoCut,Lim
Argentina | Hydro | prm15_wcost_re7_c2p1_t1 | 29.8304 | 29.4977 | 24.8039 | 21.557 | 18.7305 | 16.2956 | 13.6621 | 0 | 1 | 7 | 0 | NoCut,Lim
Argentina | Hydro | prm15_wcost_re9_c2p1_t1 | 29.8304 | 29.4703 | 24.8237 | 21.5629 | 18.237 | 16.2947 | 13.6568 | 0 | 1 | 9 | 0 | NoCut,Lim
Argentina | Hydro | prm15_wcost_re8_c2p1_t1 | 29.8304 | 29.4703 | 24.8237 | 21.5684 | 18.2368 | 16.2946 | 13.6564 | 0 | 1 | 8 | 0 | NoCut,Lim
Argentina | Hydro | prm15_wcost_re4_c2p1_t1 | 29.8304 | 29.4531 | 24.8094 | 21.5688 | 18.2344 | 16.2944 | 13.6573 | 0 | 1 | 4 | 0 | NoCut,Lim
Argentina | Hydro | prm15_wcost_re5_c2p1_t1 | 29.8304 | 29.4703 | 24.7972 | 21.5629 | 18.2293 | 16.2972 | 13.6599 | 0 | 1 | 5 | 0 | NoCut,Lim
Argentina | Hydro | prm15_wcost_re6_c2p1_t1 | 29.8304 | 29.5354 | 24.8228 | 21.555 | 19.227 | 16.2975 | 13.6662 | 0 | 1 | 6 | 0 | NoCut,Lim
Argentina | Hydro | prm15_wcost_re14_c2p1_t1 | 29.8304 | 29.3658 | 24.7297 | 21.0114 | 18.2319 | 16.2508 | 13.6565 | 0 | 1 | 14 | 1 | NoCut,Lim
Argentina | BNG | prm15_wcost_re16_c2p1_t1 | 11.3048 | 9.6302 | 8.0766 | 6.7932 | 5.722 | 4.8161 | 4.0746 | 0 | 1 | 16 | 1 | NoCut,Lim
Argentina | BNG | prm15_wcost_re17_c2p1_t1 | 11.3048 | 9.6217 | 8.0787 | 6.7875 | 5.7138 | 4.816 | 4.0742 | 0 | 1 | 17 | 1 | NoCut,Lim
Argentina | Hydro | prm15_wcost_re15_c2p1_t1 | 29.8304 | 29.4522 | 24.7469 | 21.011 | 18.2277 | 16.2516 | 13.6573 | 0 | 1 | 15 | 1 | NoCut,Lim
Argentina | BNG | prm15_wcost_re19_c2p1_t1 | 11.3048 | 9.58 | 8.0762 | 6.7864 | 5.7188 | 4.8152 | 4.0733 | 0 | 1 | 19 | 1 | NoCut,Lim
Argentina | Hydro | prm15_wcost_re16_c2p1_t1 | 29.8304 | 29.4765 | 24.7561 | 21.6005 | 18.2508 | 16.2547 | 13.6632 | 0 | 1 | 16 | 1 | NoCut,Lim
Argentina | BNG | prm15_wcost_re1_c2p1_t1 | 11.3048 | 9.6497 | 8.116 | 6.7933 | 5.7091 | 4.816 | 4.0722 | 0 | 1 | 1 | 0 | NoCut,Lim
Argentina | BNG | prm15_wcost_re18_c2p1_t1 | 11.3048 | 9.58 | 8.076 | 6.7861 | 5.7188 | 4.8134 | 4.0735 | 0 | 1 | 18 | 1 | NoCut,Lim
Argentina | BNG | prm15_wcost_re15_c2p1_t1 | 11.3048 | 9.6217 | 8.0779 | 6.7878 | 5.7144 | 4.8152 | 4.074 | 0 | 1 | 15 | 1 | NoCut,Lim
Argentina | Hydro | prm15_wcost_re13_c2p1_t1 | 29.8304 | 29.3242 | 24.7232 | 21.0037 | 18.232 | 15.4026 | 13.6535 | 0 | 1 | 13 | 1 | NoCut,Lim
Argentina | BNG | prm15_wcost_re10_c2p1_t1 | 11.3048 | 9.6496 | 8.1098 | 6.7901 | 5.6997 | 4.8158 | 4.0726 | 0 | 1 | 10 | 0 | NoCut,Lim
Argentina | Hydro | prm15_wcost_re11_c2p1_t1 | 29.8304 | 29.5379 | 24.7577 | 21.5989 | 18.2534 | 16.2574 | 13.6654 | 0 | 1 | 11 | 1 | NoCut,Lim
Argentina | BNG | prm15_wcost_re11_c2p1_t1 | 11.3048 | 9.6497 | 8.0722 | 6.7927 | 5.7228 | 4.8169 | 4.0739 | 0 | 1 | 11 | 1 | NoCut,Lim
Argentina | BNG | prm15_wcost_re12_c2p1_t1 | 11.3048 | 9.6111 | 8.0793 | 6.7884 | 5.7178 | 4.8152 | 4.0721 | 0 | 1 | 12 | 1 | NoCut,Lim
Argentina | Hydro | prm15_wcost_re12_c2p1_t1 | 29.8304 | 29.4197 | 24.741 | 21.0115 | 18.2375 | 16.2514 | 13.6564 | 0 | 1 | 12 | 1 | NoCut,Lim
Argentina | BNG | prm15_wcost_re13_c2p1_t1 | 11.3048 | 9.58 | 8.0755 | 6.7866 | 5.7161 | 4.8151 | 4.0725 | 0 | 1 | 13 | 1 | NoCut,Lim
Argentina | BNG | prm15_wcost_re14_c2p1_t1 | 11.3048 | 9.5935 | 8.0763 | 6.7886 | 5.716 | 4.815 | 4.0738 | 0 | 1 | 14 | 1 | NoCut,Lim
Argentina | Hydro | prm15_wcost_re17_c2p1_t1 | 29.8304 | 29.4519 | 24.7469 | 21.01 | 18.2258 | 16.2542 | 13.658 | 0 | 1 | 17 | 1 | NoCut,Lim
Argentina | BNG | prm15_wcost_re8_c2p1_t1 | 11.3048 | 9.6284 | 8.1119 | 6.7883 | 5.7203 | 4.8152 | 4.0683 | 0 | 1 | 8 | 0 | NoCut,Lim
Argentina | Hydro | prm15_wcost_re20_c2p1_t1 | 29.8304 | 29.5521 | 24.7805 | 21.6053 | 18.2552 | 16.3023 | 13.6679 | 0 | 1 | 20 | 1 | NoCut,Lim
Argentina | BNG | prm15_wcost_re9_c2p1_t1 | 11.3048 | 9.6284 | 8.1119 | 6.7865 | 5.7204 | 4.8152 | 4.0684 | 0 | 1 | 9 | 0 | NoCut,Lim
Argentina | BNG | prm15_wcost_re7_c2p1_t1 | 11.3048 | 9.6373 | 8.1055 | 6.7841 | 5.7168 | 4.8153 | 4.07 | 0 | 1 | 7 | 0 | NoCut,Lim
Argentina | Hydro | prm15_wcost_re2_c2p1_t1 | 29.8304 | 29.4516 | 24.799 | 21.5695 | 18.2344 | 16.2962 | 13.6581 | 0 | 1 | 2 | 0 | NoCut,Lim
Argentina | Hydro | prm15_wcost_re3_c2p1_t1 | 29.8304 | 29.4703 | 24.8351 | 21.5836 | 18.2368 | 16.2949 | 13.6569 | 0 | 1 | 3 | 0 | NoCut,Lim
Argentina | BNG | prm15_wcost_re20_c2p1_t1 | 11.3048 | 9.6543 | 8.0791 | 6.7945 | 5.7231 | 4.8165 | 4.0761 | 0 | 1 | 20 | 1 | NoCut,Lim
Argentina | BNG | prm15_wcost_re2_c2p1_t1 | 11.3048 | 9.6223 | 8.1039 | 6.7886 | 5.7196 | 4.8157 | 4.0688 | 0 | 1 | 2 | 0 | NoCut,Lim
Argentina | BNG | prm15_wcost_re3_c2p1_t1 | 11.3048 | 9.6284 | 8.1156 | 6.793 | 5.7203 | 4.8153 | 4.0684 | 0 | 1 | 3 | 0 | NoCut,Lim
Argentina | Hydro | prm15_wcost_re18_c2p1_t1 | 29.8304 | 29.3242 | 24.7255 | 21.0034 | 18.2408 | 15.8246 | 13.6567 | 0 | 1 | 18 | 1 | NoCut,Lim
Argentina | Hydro | prm15_wcost_re1_c2p1_t1 | 29.8304 | 29.5354 | 24.8361 | 21.5868 | 19.2347 | 16.2986 | 13.6694 | 0 | 1 | 1 | 0 | NoCut,Lim
Argentina | BNG | prm15_wcost_re5_c2p1_t1 | 11.3048 | 9.6284 | 8.1032 | 6.7862 | 5.7173 | 4.8158 | 4.0693 | 0 | 1 | 5 | 0 | NoCut,Lim
Argentina | Hydro | prm15_wcost_re19_c2p1_t1 | 29.8304 | 29.3242 | 24.7254 | 21.0034 | 18.2406 | 15.4031 | 13.6561 | 0 | 1 | 19 | 1 | NoCut,Lim
Argentina | BNG | prm15_wcost_re6_c2p1_t1 | 11.3048 | 9.6497 | 8.1116 | 6.7835 | 5.7072 | 4.8157 | 4.0712 | 0 | 1 | 6 | 0 | NoCut,Lim
Argentina | BNG | prm15_wcost_re4_c2p1_t1 | 11.3048 | 9.6228 | 8.1072 | 6.7884 | 5.7196 | 4.8151 | 4.0685 | 0 | 1 | 4 | 0 | NoCut,Lim
Argentina | Wind | prm15_wcost_re18_c2p1_t1 | 4.5383 | 3.827 | 7.1231 | 6.0165 | 5.0865 | 4.2936 | 1.9849 | 0 | 1 | 18 | 1 | NoCut,Lim
Argentina | Wind | prm15_wcost_re17_c2p1_t1 | 4.5383 | 3.8437 | 19.6849 | 16.6177 | 14.0332 | 11.8617 | 8.3766 | 0 | 1 | 17 | 1 | NoCut,Lim
Argentina | Wind | prm15_wcost_re16_c2p1_t1 | 4.5383 | 3.8469 | 19.9322 | 22.7853 | 19.2519 | 16.251 | 12.0888 | 0 | 1 | 16 | 1 | NoCut,Lim
Argentina | Wind | prm15_wcost_re19_c2p1_t1 | 4.5383 | 3.827 | 7.1916 | 6.0744 | 5.1354 | 4.3366 | 2.0197 | 0 | 1 | 19 | 1 | NoCut,Lim
Argentina | Wind | prm15_wcost_re5_c2p1_t1 | 4.5383 | 3.8461 | 3.2362 | 2.7239 | 2.3028 | 1.9457 | 0 | 0 | 1 | 5 | 0 | NoCut,Lim
Argentina | Wind | prm15_wcost_re6_c2p1_t1 | 4.5383 | 3.8546 | 5.0341 | 4.2314 | 3.5773 | 3.0236 | 4.8546 | 0 | 1 | 6 | 0 | NoCut,Lim
Argentina | Wind | prm15_wcost_re3_c2p1_t1 | 4.5383 | 3.8461 | 3.2412 | 2.7266 | 2.3038 | 1.9454 | 0 | 0 | 1 | 3 | 0 | NoCut,Lim
Argentina | Wind | prm15_wcost_re7_c2p1_t1 | 4.5383 | 3.8497 | 3.2371 | 2.7232 | 2.3026 | 1.9455 | 0 | 0 | 1 | 7 | 0 | NoCut,Lim
Argentina | Wind | prm15_wcost_re8_c2p1_t1 | 4.5383 | 3.8461 | 3.2397 | 2.7246 | 2.3038 | 1.9454 | 0 | 0 | 1 | 8 | 0 | NoCut,Lim
Argentina | Wind | prm15_wcost_re2_c2p1_t1 | 4.5383 | 3.8436 | 3.2365 | 2.7248 | 2.3035 | 1.9456 | 0 | 0 | 1 | 2 | 0 | NoCut,Lim
Argentina | Wind | prm15_wcost_re9_c2p1_t1 | 4.5383 | 3.8461 | 3.2397 | 2.7239 | 2.3038 | 1.9454 | 0 | 0 | 1 | 9 | 0 | NoCut,Lim
Argentina | Wind | prm15_wcost_re20_c2p1_t1 | 4.5383 | 3.8568 | 20.3173 | 17.7787 | 15.022 | 12.6783 | 18.9603 | 0 | 1 | 20 | 1 | NoCut,Lim
Argentina | Wind | prm15_wcost_re1_c2p1_t1 | 4.5383 | 3.8546 | 7.4191 | 6.2419 | 5.2714 | 4.454 | 13.2683 | 0 | 1 | 1 | 0 | NoCut,Lim
Argentina | Wind | prm15_wcost_re4_c2p1_t1 | 4.5383 | 3.8438 | 3.2378 | 2.7247 | 2.3035 | 1.9454 | 0 | 0 | 1 | 4 | 0 | NoCut,Lim
Argentina | Wind | prm15_wcost_re12_c2p1_t1 | 4.5383 | 3.8395 | 19.2224 | 16.2322 | 13.7155 | 11.5837 | 8.1425 | 0 | 1 | 12 | 1 | NoCut,Lim
Argentina | Wind | prm15_wcost_re11_c2p1_t1 | 4.5383 | 3.8549 | 20.0645 | 18.2773 | 15.4463 | 13.039 | 11.8089 | 0 | 1 | 11 | 1 | NoCut,Lim
Argentina | Wind | prm15_wcost_re10_c2p1_t1 | 4.5383 | 3.8545 | 9.3945 | 7.9062 | 6.6789 | 5.644 | 18.965 | 0 | 1 | 10 | 0 | NoCut,Lim
Argentina | Wind | prm15_wcost_re15_c2p1_t1 | 4.5383 | 3.8437 | 19.6525 | 16.5911 | 14.0115 | 11.8403 | 8.3596 | 0 | 1 | 15 | 1 | NoCut,Lim
Argentina | Wind | prm15_wcost_re13_c2p1_t1 | 4.5383 | 3.827 | 4.7857 | 4.0427 | 3.4161 | 2.886 | 0.79418 | 0 | 1 | 13 | 1 | NoCut,Lim
Argentina | Wind | prm15_wcost_re14_c2p1_t1 | 4.5383 | 3.8324 | 18.6053 | 15.7183 | 13.2773 | 11.2166 | 7.8327 | 0 | 1 | 14 | 1 | NoCut,Lim
Argentina | Hydro | prm15_wcost_re17_c2p1_tn | 29.98 | 29.0632 | 24.1571 | 21.0743 | 17.8284 | 15.6777 | 13.2467 | 0 | 0 | 17 | 1 | NoCut,Full
Argentina | Hydro | prm15_wcost_re13_c2p1_tn | 29.98 | 28.7356 | 24.1789 | 20.3055 | 17.379 | 14.3431 | 12.3874 | 0 | 0 | 13 | 1 | NoCut,Full
Argentina | Hydro | prm15_wcost_re10_c2p1_tn | 29.98 | 29.2283 | 24.4928 | 21.1605 | 18.809 | 15.8928 | 13.386 | 0 | 0 | 10 | 0 | NoCut,Full
Argentina | Hydro | prm15_wcost_re14_c2p1_tn | 29.98 | 28.6249 | 24.1998 | 20.8064 | 17.2748 | 15.1029 | 12.8286 | 0 | 0 | 14 | 1 | NoCut,Full
Argentina | Hydro | prm15_wcost_re12_c2p1_tn | 29.98 | 28.9064 | 24.1105 | 20.8049 | 17.4197 | 15.2608 | 12.9489 | 0 | 0 | 12 | 1 | NoCut,Full
Argentina | Hydro | prm15_wcost_re16_c2p1_tn | 29.98 | 29.226 | 24.2942 | 21.1916 | 17.8483 | 15.8583 | 13.2944 | 0 | 0 | 16 | 1 | NoCut,Full
Argentina | Hydro | prm15_wcost_re11_c2p1_tn | 29.98 | 29.2801 | 24.4085 | 21.1627 | 17.8353 | 15.8544 | 13.3459 | 0 | 0 | 11 | 1 | NoCut,Full
Argentina | Hydro | prm15_wcost_re15_c2p1_tn | 29.98 | 28.9722 | 24.128 | 20.9883 | 17.833 | 15.6216 | 13.2115 | 0 | 0 | 15 | 1 | NoCut,Full
Argentina | Hydro | prm15_wcost_re8_c2p1_tn | 29.98 | 28.7879 | 24.398 | 20.7757 | 17.4991 | 15.3094 | 12.7024 | 0 | 0 | 8 | 0 | NoCut,Full
Argentina | Hydro | prm15_wcost_re9_c2p1_tn | 29.98 | 28.7879 | 24.4057 | 20.7813 | 17.4962 | 15.3091 | 12.7017 | 0 | 0 | 9 | 0 | NoCut,Full
Argentina | Hydro | prm15_wcost_re18_c2p1_tn | 29.98 | 28.6626 | 24.2431 | 20.2981 | 17.3739 | 15.1253 | 12.4069 | 0 | 0 | 18 | 1 | NoCut,Full
Argentina | Hydro | prm15_wcost_re7_c2p1_tn | 29.98 | 29.0683 | 24.5139 | 20.6732 | 17.7207 | 15.7525 | 13.3025 | 0 | 0 | 7 | 0 | NoCut,Full
Argentina | Hydro | prm15_wcost_re6_c2p1_tn | 29.98 | 29.1687 | 24.5277 | 20.9369 | 18.0989 | 15.8648 | 13.3739 | 0 | 0 | 6 | 0 | NoCut,Full
Argentina | Hydro | prm15_wcost_re19_c2p1_tn | 29.98 | 28.7356 | 24.1789 | 20.304 | 17.3785 | 14.4912 | 12.4069 | 0 | 0 | 19 | 1 | NoCut,Full
Argentina | Hydro | prm15_wcost_re1_c2p1_tn | 29.98 | 29.178 | 25.2025 | 21.0476 | 18.7273 | 15.9161 | 13.399 | 0 | 0 | 1 | 0 | NoCut,Full
Argentina | Hydro | prm15_wcost_re20_c2p1_tn | 29.98 | 29.3396 | 24.5241 | 21.2318 | 17.8394 | 15.8575 | 13.3459 | 0 | 0 | 20 | 1 | NoCut,Full
Argentina | Hydro | prm15_wcost_re2_c2p1_tn | 29.98 | 28.9781 | 24.3728 | 20.8251 | 17.5396 | 15.6138 | 13.1855 | 0 | 0 | 2 | 0 | NoCut,Full
Argentina | Hydro | prm15_wcost_re3_c2p1_tn | 29.98 | 28.7879 | 24.3818 | 20.8132 | 17.4832 | 15.308 | 12.5139 | 0 | 0 | 3 | 0 | NoCut,Full
Argentina | Hydro | prm15_wcost_re4_c2p1_tn | 29.98 | 28.8606 | 24.3839 | 20.8248 | 17.5085 | 15.3266 | 12.9462 | 0 | 0 | 4 | 0 | NoCut,Full
Argentina | Hydro | prm15_wcost_re5_c2p1_tn | 29.98 | 29.0073 | 24.4183 | 20.8991 | 17.6873 | 15.7352 | 13.2732 | 0 | 0 | 5 | 0 | NoCut,Full
Argentina | Wind | prm15_wcost_re10_c2p1_tn | 4.5611 | 3.8145 | 13.867 | 11.5965 | 9.7697 | 8.2314 | 18.5693 | 0 | 0 | 10 | 0 | NoCut,Full
Argentina | Wind | prm15_wcost_re11_c2p1_tn | 4.5611 | 5.6431 | 19.7853 | 16.6047 | 13.9939 | 11.7566 | 12.9542 | 0 | 0 | 11 | 1 | NoCut,Full
Argentina | Wind | prm15_wcost_re12_c2p1_tn | 4.5611 | 7.3912 | 18.8514 | 15.7457 | 13.1836 | 10.9467 | 6.2844 | 0 | 0 | 12 | 1 | NoCut,Full
Argentina | Wind | prm15_wcost_re13_c2p1_tn | 4.5611 | 3.7502 | 3.1555 | 2.635 | 2.1954 | 1.8119 | 0 | 0 | 0 | 13 | 1 | NoCut,Full
Argentina | Wind | prm15_wcost_re14_c2p1_tn | 4.5611 | 7.0242 | 14.1204 | 11.7514 | 9.7568 | 8.0847 | 4.0006 | 0 | 0 | 14 | 1 | NoCut,Full
Argentina | Wind | prm15_wcost_re15_c2p1_tn | 4.5611 | 7.3522 | 18.7759 | 15.8094 | 13.4326 | 11.1526 | 6.3903 | 0 | 0 | 15 | 1 | NoCut,Full
Argentina | Wind | prm15_wcost_re16_c2p1_tn | 4.5611 | 7.0589 | 20.4535 | 17.2698 | 14.5452 | 12.2138 | 8.7232 | 0 | 0 | 16 | 1 | NoCut,Full
Argentina | Wind | prm15_wcost_re17_c2p1_tn | 4.5611 | 7.0973 | 18.7665 | 15.847 | 13.4062 | 11.1734 | 6.508 | 0 | 0 | 17 | 1 | NoCut,Full
Argentina | Wind | prm15_wcost_re18_c2p1_tn | 4.5611 | 5.5122 | 4.7293 | 3.9373 | 3.2807 | 2.707 | 0.03168 | 0 | 0 | 18 | 1 | NoCut,Full
Argentina | Wind | prm15_wcost_re19_c2p1_tn | 4.5611 | 3.7502 | 3.1555 | 2.6348 | 2.1954 | 1.8115 | 0 | 0 | 0 | 19 | 1 | NoCut,Full
Argentina | Wind | prm15_wcost_re1_c2p1_tn | 4.5611 | 3.8079 | 5.4964 | 4.5649 | 3.8496 | 3.2624 | 13.0058 | 0 | 0 | 1 | 0 | NoCut,Full
Argentina | Wind | prm15_wcost_re20_c2p1_tn | 4.5611 | 4.062 | 20.8725 | 17.4915 | 14.6966 | 12.3464 | 18.5137 | 0 | 0 | 20 | 1 | NoCut,Full
Argentina | Wind | prm15_wcost_re2_c2p1_tn | 4.5611 | 3.7818 | 3.1808 | 2.6307 | 2.2157 | 1.8641 | 0 | 0 | 0 | 2 | 0 | NoCut,Full
Argentina | Wind | prm15_wcost_re3_c2p1_tn | 4.5611 | 3.757 | 3.182 | 2.6292 | 2.2086 | 1.8276 | 0 | 0 | 0 | 3 | 0 | NoCut,Full
Argentina | Wind | prm15_wcost_re4_c2p1_tn | 4.5611 | 3.7665 | 3.1823 | 2.6307 | 2.2118 | 1.8298 | 0 | 0 | 0 | 4 | 0 | NoCut,Full
Argentina | Wind | prm15_wcost_re5_c2p1_tn | 4.5611 | 3.7857 | 3.1868 | 2.6401 | 2.2344 | 1.8786 | 0 | 0 | 0 | 5 | 0 | NoCut,Full
Argentina | Wind | prm15_wcost_re6_c2p1_tn | 4.5611 | 3.8067 | 8.8028 | 7.2733 | 6.1841 | 5.2086 | 4.4653 | 0 | 0 | 6 | 0 | NoCut,Full
Argentina | Wind | prm15_wcost_re7_c2p1_tn | 4.5611 | 3.7936 | 3.1992 | 2.6116 | 2.2386 | 1.8807 | 0 | 0 | 0 | 7 | 0 | NoCut,Full
Argentina | Wind | prm15_wcost_re8_c2p1_tn | 4.5611 | 3.757 | 3.1841 | 2.6245 | 2.2106 | 1.8278 | 0 | 0 | 0 | 8 | 0 | NoCut,Full
Argentina | Wind | prm15_wcost_re9_c2p1_tn | 4.5611 | 3.757 | 3.1851 | 2.6252 | 2.2102 | 1.8277 | 0 | 0 | 0 | 9 | 0 | NoCut,Full
Argentina | Solar | prm15_wcost_re3_c2p1_tn | 0.76548 | 3.1395 | 10.2622 | 8.4795 | 7.1228 | 5.8942 | 4.5503 | 0 | 0 | 3 | 0 | NoCut,Full
Argentina | Solar | prm15_wcost_re4_c2p1_tn | 0.76548 | 3.1474 | 9.1738 | 7.5837 | 6.376 | 5.2749 | 4.1741 | 0 | 0 | 4 | 0 | NoCut,Full
Argentina | Solar | prm15_wcost_re5_c2p1_tn | 0.76548 | 3.1634 | 9.2187 | 7.6373 | 6.4636 | 5.4344 | 4.2956 | 0 | 0 | 5 | 0 | NoCut,Full
Argentina | Solar | prm15_wcost_re6_c2p1_tn | 0.76548 | 3.181 | 7.0333 | 5.8112 | 4.941 | 4.1616 | 3.2083 | 0 | 0 | 6 | 0 | NoCut,Full
Argentina | Solar | prm15_wcost_re7_c2p1_tn | 0.76548 | 3.17 | 7.744 | 6.3214 | 5.4186 | 4.5523 | 3.5488 | 0 | 0 | 7 | 0 | NoCut,Full
Argentina | Solar | prm15_wcost_re8_c2p1_tn | 0.76548 | 3.1395 | 9.5355 | 7.8597 | 6.6201 | 5.4736 | 4.2666 | 0 | 0 | 8 | 0 | NoCut,Full
Argentina | Solar | prm15_wcost_re9_c2p1_tn | 0.76548 | 3.1395 | 9.8091 | 8.0848 | 6.8067 | 5.6288 | 4.3963 | 0 | 0 | 9 | 0 | NoCut,Full
Argentina | Solar | prm15_wcost_re2_c2p1_tn | 0.76548 | 3.1602 | 7.8412 | 6.4852 | 5.4621 | 4.5953 | 3.5884 | 0 | 0 | 2 | 0 | NoCut,Full
Argentina | Solar | prm15_wcost_re20_c2p1_tn | 0.76548 | 0.64262 | 0.53715 | 0.45014 | 0.37821 | 0.31773 | 0 | 0 | 0 | 20 | 1 | NoCut,Full
Argentina | Solar | prm15_wcost_re1_c2p1_tn | 0.76548 | 3.6579 | 8.3344 | 6.9219 | 5.8373 | 4.9469 | 3.9282 | 0 | 0 | 1 | 0 | NoCut,Full
Argentina | Solar | prm15_wcost_re19_c2p1_tn | 0.76548 | 0.62939 | 1.1401 | 0.95193 | 0.79316 | 0.65447 | 0.28893 | 0 | 0 | 19 | 1 | NoCut,Full
Argentina | Solar | prm15_wcost_re10_c2p1_tn | 0.76548 | 2.5683 | 4.4739 | 3.7414 | 3.152 | 2.6557 | 1.9848 | 0 | 0 | 10 | 0 | NoCut,Full
Argentina | Solar | prm15_wcost_re11_c2p1_tn | 0.76548 | 0.64132 | 0.53462 | 0.44867 | 0.37813 | 0.31767 | 0 | 0 | 0 | 11 | 1 | NoCut,Full
Argentina | Solar | prm15_wcost_re12_c2p1_tn | 0.76548 | 0.63313 | 0.52809 | 0.44109 | 0.36932 | 0.30665 | 0 | 0 | 0 | 12 | 1 | NoCut,Full
Argentina | Solar | prm15_wcost_re13_c2p1_tn | 0.76548 | 0.62939 | 1.1401 | 0.952 | 0.79318 | 0.65462 | 0.28847 | 0 | 0 | 13 | 1 | NoCut,Full
Argentina | Solar | prm15_wcost_re14_c2p1_tn | 0.76548 | 0.62697 | 0.82295 | 0.68488 | 0.56863 | 0.47118 | 0.14321 | 0 | 0 | 14 | 1 | NoCut,Full
Argentina | Solar | prm15_wcost_re15_c2p1_tn | 0.76548 | 0.63457 | 0.52847 | 0.44498 | 0.37808 | 0.3139 | 0 | 0 | 0 | 15 | 1 | NoCut,Full
Argentina | Solar | prm15_wcost_re16_c2p1_tn | 0.76548 | 0.64013 | 0.53211 | 0.44928 | 0.3784 | 0.31775 | 0 | 0 | 0 | 16 | 1 | NoCut,Full
Argentina | Solar | prm15_wcost_re17_c2p1_tn | 0.76548 | 0.63657 | 0.52911 | 0.4468 | 0.37798 | 0.31503 | 0 | 0 | 0 | 17 | 1 | NoCut,Full
Argentina | Solar | prm15_wcost_re18_c2p1_tn | 0.76548 | 0.62779 | 0.9836 | 0.81888 | 0.68231 | 0.56299 | 0.21364 | 0 | 0 | 18 | 1 | NoCut,Full
Argentina | Fossil | prm15_wcost_re16_c2p1_tn | 53.3319 | 53.5413 | 46.7836 | 54.4025 | 61.6154 | 66.9249 | 74.022 | 0 | 0 | 16 | 1 | NoCut,Full
Argentina | Fossil | prm15_wcost_re18_c2p1_tn | 53.3319 | 55.831 | 62.1247 | 68.3664 | 73.1993 | 77.1231 | 83.6471 | 0 | 0 | 18 | 1 | NoCut,Full
Argentina | Fossil | prm15_wcost_re5_c2p1_tn | 53.3319 | 54.566 | 55.1968 | 62.2352 | 68.0584 | 72.3021 | 78.4771 | 0 | 0 | 5 | 0 | NoCut,Full
Argentina | BNG | prm15_wcost_re17_c2p1_tn | 11.3616 | 9.4804 | 7.8918 | 6.6497 | 5.607 | 4.6452 | 3.9476 | 0 | 0 | 17 | 1 | NoCut,Full
Argentina | Fossil | prm15_wcost_re17_c2p1_tn | 53.3319 | 53.7226 | 48.6555 | 55.9821 | 62.7804 | 68.1887 | 76.2977 | 0 | 0 | 17 | 1 | NoCut,Full
Argentina | BNG | prm15_wcost_re9_c2p1_tn | 11.3616 | 9.4074 | 7.9753 | 6.5403 | 5.4966 | 4.5238 | 3.7839 | 0 | 0 | 9 | 0 | NoCut,Full
Argentina | Fossil | prm15_wcost_re6_c2p1_tn | 53.3319 | 54.3232 | 51.6211 | 59.3899 | 65.1934 | 70.0773 | 74.9685 | 0 | 0 | 6 | 0 | NoCut,Full
Argentina | BNG | prm15_wcost_re16_c2p1_tn | 11.3616 | 9.5337 | 7.9365 | 6.6869 | 5.6128 | 4.6853 | 3.9604 | 0 | 0 | 16 | 1 | NoCut,Full
Argentina | BNG | prm15_wcost_re15_c2p1_tn | 11.3616 | 9.4509 | 7.8823 | 6.6225 | 5.6084 | 4.6286 | 3.94 | 0 | 0 | 15 | 1 | NoCut,Full
Argentina | Fossil | prm15_wcost_re15_c2p1_tn | 53.3319 | 53.5902 | 48.6853 | 56.1348 | 62.7479 | 68.2834 | 76.4583 | 0 | 0 | 15 | 1 | NoCut,Full
Argentina | BNG | prm15_wcost_re18_c2p1_tn | 11.3616 | 9.3664 | 7.9193 | 6.5792 | 5.4638 | 4.4816 | 3.7007 | 0 | 0 | 18 | 1 | NoCut,Full
Argentina | BNG | prm15_wcost_re2_c2p1_tn | 11.3616 | 9.4611 | 7.9646 | 6.561 | 5.5177 | 4.6135 | 3.928 | 0 | 0 | 2 | 0 | NoCut,Full
Argentina | Fossil | prm15_wcost_re2_c2p1_tn | 53.3319 | 54.6187 | 56.6405 | 63.498 | 69.2649 | 73.3133 | 79.2981 | 0 | 0 | 2 | 0 | NoCut,Full
Argentina | BNG | prm15_wcost_re3_c2p1_tn | 11.3616 | 9.4074 | 7.9675 | 6.5614 | 5.4926 | 4.5235 | 3.7279 | 0 | 0 | 3 | 0 | NoCut,Full
Argentina | BNG | prm15_wcost_re20_c2p1_tn | 11.3616 | 9.5865 | 8.0107 | 6.6893 | 5.6014 | 4.685 | 3.9811 | 0 | 0 | 20 | 1 | NoCut,Full
Argentina | Fossil | prm15_wcost_re3_c2p1_tn | 53.3319 | 54.9082 | 54.2066 | 61.5166 | 67.6928 | 72.4467 | 79.2079 | 0 | 0 | 3 | 0 | NoCut,Full
Argentina | BNG | prm15_wcost_re4_c2p1_tn | 11.3616 | 9.4228 | 7.9682 | 6.5539 | 5.5002 | 4.5289 | 3.8567 | 0 | 0 | 4 | 0 | NoCut,Full
Argentina | Fossil | prm15_wcost_re20_c2p1_tn | 53.3319 | 56.3692 | 46.0555 | 54.1373 | 61.4844 | 66.7933 | 64.1592 | 0 | 0 | 20 | 1 | NoCut,Full
Argentina | BNG | prm15_wcost_re5_c2p1_tn | 11.3616 | 9.4777 | 7.9794 | 6.5883 | 5.5563 | 4.6497 | 3.9541 | 0 | 0 | 5 | 0 | NoCut,Full
Argentina | BNG | prm15_wcost_re1_c2p1_tn | 11.3616 | 9.5192 | 8.0161 | 6.6238 | 5.5666 | 4.703 | 3.9916 | 0 | 0 | 1 | 0 | NoCut,Full
Argentina | BNG | prm15_wcost_re6_c2p1_tn | 11.3616 | 9.5205 | 8.0152 | 6.5887 | 5.5827 | 4.6877 | 3.984 | 0 | 0 | 6 | 0 | NoCut,Full
Argentina | Fossil | prm15_wcost_re1_c2p1_tn | 53.3319 | 53.8371 | 52.9507 | 60.8417 | 66.0193 | 71.1716 | 65.6755 | 0 | 0 | 1 | 0 | NoCut,Full
Argentina | Fossil | prm15_wcost_re4_c2p1_tn | 53.3319 | 54.8027 | 55.2918 | 62.4069 | 68.4035 | 73.0398 | 79.023 | 0 | 0 | 4 | 0 | NoCut,Full
Argentina | BNG | prm15_wcost_re7_c2p1_tn | 11.3616 | 9.4877 | 8.0107 | 6.5057 | 5.5746 | 4.6545 | 3.9628 | 0 | 0 | 7 | 0 | NoCut,Full
Argentina | BNG | prm15_wcost_re19_c2p1_tn | 11.3616 | 9.3903 | 7.8986 | 6.5911 | 5.4653 | 4.4828 | 3.7007 | 0 | 0 | 19 | 1 | NoCut,Full
Argentina | Fossil | prm15_wcost_re19_c2p1_tn | 53.3319 | 57.4945 | 63.6269 | 69.5182 | 74.1677 | 78.56 | 83.6034 | 0 | 0 | 19 | 1 | NoCut,Full
Argentina | BNG | prm15_wcost_re8_c2p1_tn | 11.3616 | 9.4074 | 7.9728 | 6.5385 | 5.4974 | 4.5239 | 3.7841 | 0 | 0 | 8 | 0 | NoCut,Full
Argentina | Fossil | prm15_wcost_re11_c2p1_tn | 53.3319 | 54.8687 | 47.2985 | 55.1164 | 62.1926 | 67.3872 | 69.7188 | 0 | 0 | 11 | 1 | NoCut,Full
Argentina | Fossil | prm15_wcost_re8_c2p1_tn | 53.3319 | 54.9082 | 54.9095 | 62.2016 | 68.1728 | 72.8654 | 79.2469 | 0 | 0 | 8 | 0 | NoCut,Full
Argentina | Fossil | prm15_wcost_re9_c2p1_tn | 53.3319 | 54.9082 | 54.6248 | 61.9684 | 67.9902 | 72.7106 | 79.1181 | 0 | 0 | 9 | 0 | NoCut,Full
Argentina | Fossil | prm15_wcost_re12_c2p1_tn | 53.3319 | 53.6238 | 48.6336 | 56.4436 | 63.5576 | 68.9643 | 76.9064 | 0 | 0 | 12 | 1 | NoCut,Full
Argentina | BNG | prm15_wcost_re12_c2p1_tn | 11.3616 | 9.4455 | 7.8765 | 6.5647 | 5.4698 | 4.5216 | 3.8602 | 0 | 0 | 12 | 1 | NoCut,Full
Argentina | BNG | prm15_wcost_re11_c2p1_tn | 11.3616 | 9.5667 | 7.973 | 6.6675 | 5.6001 | 4.6841 | 3.9811 | 0 | 0 | 11 | 1 | NoCut,Full
Argentina | Fossil | prm15_wcost_re13_c2p1_tn | 53.3319 | 57.4945 | 63.6269 | 69.5159 | 74.1669 | 78.7022 | 83.6292 | 0 | 0 | 13 | 1 | NoCut,Full
Argentina | BNG | prm15_wcost_re13_c2p1_tn | 11.3616 | 9.3903 | 7.8986 | 6.5916 | 5.4654 | 4.4882 | 3.6949 | 0 | 0 | 13 | 1 | NoCut,Full
Argentina | Fossil | prm15_wcost_re7_c2p1_tn | 53.3319 | 54.4803 | 56.5323 | 63.8881 | 69.0475 | 73.1601 | 79.1859 | 0 | 0 | 7 | 0 | NoCut,Full
Argentina | BNG | prm15_wcost_re10_c2p1_tn | 11.3616 | 9.5512 | 8.0038 | 6.6579 | 5.5903 | 4.6958 | 3.9875 | 0 | 0 | 10 | 0 | NoCut,Full
Argentina | Fossil | prm15_wcost_re14_c2p1_tn | 53.3319 | 54.3704 | 52.9513 | 60.1921 | 66.9671 | 71.8663 | 79.2011 | 0 | 0 | 14 | 1 | NoCut,Full
Argentina | BNG | prm15_wcost_re14_c2p1_tn | 11.3616 | 9.3535 | 7.9055 | 6.5652 | 5.4327 | 4.475 | 3.8265 | 0 | 0 | 14 | 1 | NoCut,Full
Argentina | Fossil | prm15_wcost_re10_c2p1_tn | 53.3319 | 54.8376 | 49.1625 | 56.8436 | 62.679 | 68.5244 | 62.0723 | 0 | 0 | 10 | 0 | NoCut,Full
Argentina | Fossil | prm15_wcost_re3_c2p1_co2_cut90p_t1 | 52.8132 | 48.1938 | 30.6815 | 14.3806 | 10.0993 | 6.6868 | 2.0896 | 1 | 1 | 3 | 0 | 90%Cut,Lim
Argentina | Fossil | prm15_wcost_re4_c2p1_co2_cut90p_t1 | 52.8132 | 48.4641 | 31.023 | 13.7021 | 10.2125 | 6.6151 | 0.333 | 1 | 1 | 4 | 0 | 90%Cut,Lim
Argentina | Fossil | prm15_wcost_re7_c2p1_co2_cut90p_t1 | 52.8132 | 50.2811 | 33.5397 | 16.934 | 11.1123 | 6.8386 | 0.66184 | 1 | 1 | 7 | 0 | 90%Cut,Lim
Argentina | Fossil | prm15_wcost_re8_c2p1_co2_cut90p_t1 | 52.8132 | 48.3509 | 31.0036 | 13.9901 | 10.1297 | 6.8054 | 1.6558 | 1 | 1 | 8 | 0 | 90%Cut,Lim
Argentina | Fossil | prm15_wcost_re6_c2p1_co2_cut90p_t1 | 52.8132 | 50.5983 | 35.309 | 16.386 | 11.466 | 6.7012 | 1.5582 | 1 | 1 | 6 | 0 | 90%Cut,Lim
Argentina | Fossil | prm15_wcost_re5_c2p1_co2_cut90p_t1 | 52.8132 | 50.1282 | 32.767 | 17.3437 | 10.5417 | 6.4211 | 0.55956 | 1 | 1 | 5 | 0 | 90%Cut,Lim
Argentina | Fossil | prm15_wcost_re9_c2p1_co2_cut90p_t1 | 52.8132 | 47.9611 | 30.3876 | 13.9125 | 10.1448 | 6.7022 | 1.5492 | 1 | 1 | 9 | 0 | 90%Cut,Lim
Argentina | Fossil | prm15_wcost_re10_c2p1_co2_cut90p_t1 | 52.8132 | 51.5019 | 36.0796 | 15.0974 | 11.4565 | 6.3633 | 2.2301 | 1 | 1 | 10 | 0 | 90%Cut,Lim
Argentina | Fossil | prm15_wcost_re14_c2p1_co2_cut90p_t1 | 52.8132 | 42.4741 | 24.9769 | 12.6758 | 10.5433 | 6.2793 | 1.2741 | 1 | 1 | 14 | 1 | 90%Cut,Lim
Argentina | Fossil | prm15_wcost_re13_c2p1_co2_cut90p_t1 | 52.8132 | 41.9581 | 21.7755 | 13.059 | 10.4576 | 5.9047 | 2.0835 | 1 | 1 | 13 | 1 | 90%Cut,Lim
Argentina | Fossil | prm15_wcost_re15_c2p1_co2_cut90p_t1 | 52.8132 | 43.6638 | 27.4488 | 13.8719 | 11.0463 | 6.3446 | 1.1668 | 1 | 1 | 15 | 1 | 90%Cut,Lim
Argentina | Fossil | prm15_wcost_re16_c2p1_co2_cut90p_t1 | 52.8132 | 48.2485 | 31.5353 | 14.4599 | 10.5773 | 6.1884 | 1.9767 | 1 | 1 | 16 | 1 | 90%Cut,Lim
Argentina | Fossil | prm15_wcost_re11_c2p1_co2_cut90p_t1 | 52.8132 | 48.9457 | 31.6562 | 14.2314 | 10.6003 | 6.3067 | 2.0654 | 1 | 1 | 11 | 1 | 90%Cut,Lim
Argentina | Fossil | prm15_wcost_re12_c2p1_co2_cut90p_t1 | 52.8132 | 42.8251 | 26.0921 | 14.8327 | 10.9159 | 6.2045 | 1.2421 | 1 | 1 | 12 | 1 | 90%Cut,Lim
Argentina | Fossil | prm15_wcost_re20_c2p1_co2_cut90p_t1 | 52.8132 | 49.7693 | 31.6173 | 14.1407 | 10.7651 | 6.675 | 2.0954 | 1 | 1 | 20 | 1 | 90%Cut,Lim
Argentina | Fossil | prm15_wcost_re1_c2p1_co2_cut90p_t1 | 52.8132 | 51.4996 | 36.1217 | 16.8438 | 11.5488 | 6.599 | 2.0197 | 1 | 1 | 1 | 0 | 90%Cut,Lim
Argentina | Fossil | prm15_wcost_re2_c2p1_co2_cut90p_t1 | 52.8132 | 49.4046 | 31.9859 | 15.8551 | 10.5723 | 6.4721 | 0.363 | 1 | 1 | 2 | 0 | 90%Cut,Lim
Argentina | Fossil | prm15_wcost_re17_c2p1_co2_cut90p_t1 | 52.8132 | 45.6931 | 29.4053 | 13.5082 | 10.8943 | 6.3433 | 1.5941 | 1 | 1 | 17 | 1 | 90%Cut,Lim
Argentina | Fossil | prm15_wcost_re18_c2p1_co2_cut90p_t1 | 52.8132 | 42.9062 | 23.2305 | 12.8739 | 10.7215 | 6.5727 | 2.1622 | 1 | 1 | 18 | 1 | 90%Cut,Lim
Argentina | Fossil | prm15_wcost_re19_c2p1_co2_cut90p_t1 | 52.8132 | 41.6655 | 21.9207 | 12.7562 | 10.7432 | 5.9568 | 1.8464 | 1 | 1 | 19 | 1 | 90%Cut,Lim
Argentina | Wind | prm15_wcost_re4_c2p1_co2_cut90p_t1 | 4.6023 | 3.8527 | 13.6282 | 39.0533 | 44.6128 | 53.2035 | 61.7873 | 1 | 1 | 4 | 0 | 90%Cut,Lim
Argentina | BNG | prm15_wcost_re19_c2p1_co2_cut90p_t1 | 11.5611 | 9.6733 | 8.121 | 6.8119 | 5.7505 | 4.8438 | 4.07 | 1 | 1 | 19 | 1 | 90%Cut,Lim
Argentina | BNG | prm15_wcost_re18_c2p1_co2_cut90p_t1 | 11.5611 | 9.6794 | 8.1252 | 6.8143 | 5.7507 | 4.84 | 4.0682 | 1 | 1 | 18 | 1 | 90%Cut,Lim
Argentina | BNG | prm15_wcost_re17_c2p1_co2_cut90p_t1 | 11.5611 | 9.6854 | 8.139 | 6.8246 | 5.7572 | 4.8443 | 4.0678 | 1 | 1 | 17 | 1 | 90%Cut,Lim
Argentina | BNG | prm15_wcost_re16_c2p1_co2_cut90p_t1 | 11.5611 | 9.6954 | 8.1227 | 6.8265 | 5.7599 | 4.8469 | 4.0688 | 1 | 1 | 16 | 1 | 90%Cut,Lim
Argentina | BNG | prm15_wcost_re1_c2p1_co2_cut90p_t1 | 11.5611 | 9.6522 | 8.1526 | 6.8662 | 5.7611 | 4.8498 | 4.073 | 1 | 1 | 1 | 0 | 90%Cut,Lim
Argentina | BNG | prm15_wcost_re15_c2p1_co2_cut90p_t1 | 11.5611 | 9.6772 | 8.1391 | 6.8215 | 5.7605 | 4.8499 | 4.0718 | 1 | 1 | 15 | 1 | 90%Cut,Lim
Argentina | BNG | prm15_wcost_re14_c2p1_co2_cut90p_t1 | 11.5611 | 9.6863 | 8.1235 | 6.8111 | 5.7586 | 4.842 | 4.0702 | 1 | 1 | 14 | 1 | 90%Cut,Lim
Argentina | BNG | prm15_wcost_re13_c2p1_co2_cut90p_t1 | 11.5611 | 9.6694 | 8.1208 | 6.8236 | 5.7514 | 4.8425 | 4.0725 | 1 | 1 | 13 | 1 | 90%Cut,Lim
Argentina | BNG | prm15_wcost_re12_c2p1_co2_cut90p_t1 | 11.5611 | 9.6634 | 8.1263 | 6.8265 | 5.7615 | 4.8491 | 4.0707 | 1 | 1 | 12 | 1 | 90%Cut,Lim
Argentina | BNG | prm15_wcost_re11_c2p1_co2_cut90p_t1 | 11.5611 | 9.6926 | 8.1272 | 6.8348 | 5.7574 | 4.8479 | 4.0787 | 1 | 1 | 11 | 1 | 90%Cut,Lim
Argentina | BNG | prm15_wcost_re20_c2p1_co2_cut90p_t1 | 11.5611 | 9.6993 | 8.1259 | 6.8337 | 5.757 | 4.8498 | 4.0776 | 1 | 1 | 20 | 1 | 90%Cut,Lim
Argentina | BNG | prm15_wcost_re9_c2p1_co2_cut90p_t1 | 11.5611 | 9.6741 | 8.1627 | 6.851 | 5.7612 | 4.8427 | 4.0711 | 1 | 1 | 9 | 0 | 90%Cut,Lim
Argentina | BNG | prm15_wcost_re8_c2p1_co2_cut90p_t1 | 11.5611 | 9.6629 | 8.17 | 6.8589 | 5.7573 | 4.8415 | 4.0693 | 1 | 1 | 8 | 0 | 90%Cut,Lim
Argentina | BNG | prm15_wcost_re7_c2p1_co2_cut90p_t1 | 11.5611 | 9.6819 | 8.1647 | 6.8632 | 5.7606 | 4.85 | 4.071 | 1 | 1 | 7 | 0 | 90%Cut,Lim
Argentina | BNG | prm15_wcost_re5_c2p1_co2_cut90p_t1 | 11.5611 | 9.6879 | 8.1556 | 6.8401 | 5.7593 | 4.838 | 4.0675 | 1 | 1 | 5 | 0 | 90%Cut,Lim
Argentina | BNG | prm15_wcost_re4_c2p1_co2_cut90p_t1 | 11.5611 | 9.6781 | 8.1572 | 6.8478 | 5.762 | 4.8446 | 4.0693 | 1 | 1 | 4 | 0 | 90%Cut,Lim
Argentina | BNG | prm15_wcost_re3_c2p1_co2_cut90p_t1 | 11.5611 | 9.6738 | 8.17 | 6.8513 | 5.7486 | 4.8378 | 4.0707 | 1 | 1 | 3 | 0 | 90%Cut,Lim
Argentina | BNG | prm15_wcost_re2_c2p1_co2_cut90p_t1 | 11.5611 | 9.6856 | 8.1571 | 6.8432 | 5.7589 | 4.844 | 4.0715 | 1 | 1 | 2 | 0 | 90%Cut,Lim
Argentina | BNG | prm15_wcost_re6_c2p1_co2_cut90p_t1 | 11.5611 | 9.689 | 8.1452 | 6.8673 | 5.7578 | 4.8498 | 4.0703 | 1 | 1 | 6 | 0 | 90%Cut,Lim
Argentina | Wind | prm15_wcost_re15_c2p1_co2_cut90p_t1 | 4.6023 | 16.4941 | 39.0493 | 55.1854 | 58.1905 | 65.1068 | 70.9103 | 1 | 1 | 15 | 1 | 90%Cut,Lim
Argentina | Wind | prm15_wcost_re16_c2p1_co2_cut90p_t1 | 4.6023 | 11.8343 | 35.0349 | 55.0902 | 59.5053 | 66.442 | 73.8492 | 1 | 1 | 16 | 1 | 90%Cut,Lim
Argentina | Wind | prm15_wcost_re17_c2p1_co2_cut90p_t1 | 4.6023 | 14.4312 | 37.0985 | 55.6867 | 58.5026 | 66.3923 | 74.2545 | 1 | 1 | 17 | 1 | 90%Cut,Lim
Argentina | Wind | prm15_wcost_re18_c2p1_co2_cut90p_t1 | 4.6023 | 17.0745 | 41.2021 | 54.4264 | 55.7861 | 62.2186 | 68.9562 | 1 | 1 | 18 | 1 | 90%Cut,Lim
Argentina | Wind | prm15_wcost_re19_c2p1_co2_cut90p_t1 | 4.6023 | 17.5316 | 42.376 | 53.3908 | 55.3771 | 62.4442 | 68.1035 | 1 | 1 | 19 | 1 | 90%Cut,Lim
Argentina | Wind | prm15_wcost_re1_c2p1_co2_cut90p_t1 | 4.6023 | 3.8604 | 19.8029 | 40.9259 | 51.9001 | 60.337 | 69.4364 | 1 | 1 | 1 | 0 | 90%Cut,Lim
Argentina | Wind | prm15_wcost_re20_c2p1_co2_cut90p_t1 | 4.6023 | 10.2976 | 34.9411 | 55.4726 | 61.4637 | 66.9182 | 73.5602 | 1 | 1 | 20 | 1 | 90%Cut,Lim
Argentina | Wind | prm15_wcost_re2_c2p1_co2_cut90p_t1 | 4.6023 | 3.8557 | 14.7849 | 38.226 | 49.8945 | 54.3223 | 64.9967 | 1 | 1 | 2 | 0 | 90%Cut,Lim
Argentina | Wind | prm15_wcost_re3_c2p1_co2_cut90p_t1 | 4.6023 | 3.851 | 11.5525 | 36.1699 | 43.0656 | 50.915 | 59.5468 | 1 | 1 | 3 | 0 | 90%Cut,Lim
Argentina | Wind | prm15_wcost_re5_c2p1_co2_cut90p_t1 | 4.6023 | 3.8566 | 15.937 | 38.1846 | 50.8334 | 56.6264 | 62.8968 | 1 | 1 | 5 | 0 | 90%Cut,Lim
Argentina | Wind | prm15_wcost_re6_c2p1_co2_cut90p_t1 | 4.6023 | 3.8571 | 18.9929 | 40.2696 | 50.7112 | 59.4189 | 67.8519 | 1 | 1 | 6 | 0 | 90%Cut,Lim
Argentina | Wind | prm15_wcost_re7_c2p1_co2_cut90p_t1 | 4.6023 | 3.8542 | 13.4832 | 37.3889 | 50.1065 | 56.7125 | 65.6112 | 1 | 1 | 7 | 0 | 90%Cut,Lim
Argentina | Wind | prm15_wcost_re8_c2p1_co2_cut90p_t1 | 4.6023 | 3.8467 | 11.8779 | 37.1433 | 43.7965 | 51.5099 | 61.7543 | 1 | 1 | 8 | 0 | 90%Cut,Lim
Argentina | Wind | prm15_wcost_re14_c2p1_co2_cut90p_t1 | 4.6023 | 17.6462 | 41.2766 | 54.9126 | 57.1513 | 63.8459 | 70.0017 | 1 | 1 | 14 | 1 | 90%Cut,Lim
Argentina | Wind | prm15_wcost_re13_c2p1_co2_cut90p_t1 | 4.6023 | 17.0615 | 41.6508 | 53.6659 | 54.4413 | 60.8266 | 67.0476 | 1 | 1 | 13 | 1 | 90%Cut,Lim
Argentina | Wind | prm15_wcost_re9_c2p1_co2_cut90p_t1 | 4.6023 | 3.8511 | 12.6073 | 37.3497 | 43.2233 | 51.3216 | 60.9767 | 1 | 1 | 9 | 0 | 90%Cut,Lim
Argentina | Wind | prm15_wcost_re10_c2p1_co2_cut90p_t1 | 4.6023 | 3.8604 | 21.5733 | 46.114 | 52.4261 | 60.5728 | 68.0909 | 1 | 1 | 10 | 0 | 90%Cut,Lim
Argentina | Wind | prm15_wcost_re11_c2p1_co2_cut90p_t1 | 4.6023 | 11.1486 | 34.886 | 55.4483 | 61.4582 | 67.9199 | 73.914 | 1 | 1 | 11 | 1 | 90%Cut,Lim
Argentina | Wind | prm15_wcost_re12_c2p1_co2_cut90p_t1 | 4.6023 | 17.3897 | 40.4747 | 53.9177 | 57.485 | 64.1829 | 70.1787 | 1 | 1 | 12 | 1 | 90%Cut,Lim
Argentina | Hydro | prm15_wcost_re10_c2p1_co2_cut90p_t1 | 30.251 | 29.58 | 24.8529 | 22.7405 | 19.3564 | 16.3281 | 13.8388 | 1 | 1 | 10 | 0 | 90%Cut,Lim
Argentina | BNG | prm15_wcost_re10_c2p1_co2_cut90p_t1 | 11.5611 | 9.6499 | 8.1477 | 6.8396 | 5.7581 | 4.8506 | 4.0808 | 1 | 1 | 10 | 0 | 90%Cut,Lim
Argentina | Solar | prm15_wcost_re3_c2p1_co2_cut90p_t1 | 0.7724 | 8.7734 | 23.8496 | 19.835 | 18.2857 | 17.852 | 18.2641 | 1 | 1 | 3 | 0 | 90%Cut,Lim
Argentina | Hydro | prm15_wcost_re3_c2p1_co2_cut90p_t1 | 30.251 | 29.508 | 25.7464 | 22.7633 | 22.8008 | 19.7084 | 16.0287 | 1 | 1 | 3 | 0 | 90%Cut,Lim
Argentina | Solar | prm15_wcost_re19_c2p1_co2_cut90p_t1 | 0.7724 | 0.64628 | 2.0158 | 4.2451 | 4.8157 | 6.4322 | 8.3016 | 1 | 1 | 19 | 1 | 90%Cut,Lim
Argentina | Hydro | prm15_wcost_re15_c2p1_co2_cut90p_t1 | 30.251 | 29.5184 | 24.8189 | 22.7138 | 23.1548 | 19.5815 | 16.2139 | 1 | 1 | 15 | 1 | 90%Cut,Lim
Argentina | Solar | prm15_wcost_re18_c2p1_co2_cut90p_t1 | 0.7724 | 0.64668 | 1.836 | 3.2542 | 4.4613 | 6.3279 | 8.0276 | 1 | 1 | 18 | 1 | 90%Cut,Lim
Argentina | Hydro | prm15_wcost_re4_c2p1_co2_cut90p_t1 | 30.251 | 29.5211 | 25.7062 | 22.5865 | 23.0838 | 19.8464 | 16.3702 | 1 | 1 | 4 | 0 | 90%Cut,Lim
Argentina | Hydro | prm15_wcost_re14_c2p1_co2_cut90p_t1 | 30.251 | 29.5462 | 24.7802 | 22.5997 | 23.3102 | 20.0502 | 16.7874 | 1 | 1 | 14 | 1 | 90%Cut,Lim
Argentina | Hydro | prm15_wcost_re5_c2p1_co2_cut90p_t1 | 30.251 | 29.5509 | 25.5585 | 22.8721 | 19.1766 | 18.0747 | 14.853 | 1 | 1 | 5 | 0 | 90%Cut,Lim
Argentina | Solar | prm15_wcost_re16_c2p1_co2_cut90p_t1 | 0.7724 | 0.64775 | 0.54276 | 0.83972 | 1.2799 | 3.4482 | 4.8253 | 1 | 1 | 16 | 1 | 90%Cut,Lim
Argentina | Solar | prm15_wcost_re15_c2p1_co2_cut90p_t1 | 0.7724 | 0.64654 | 0.54387 | 1.4074 | 1.8479 | 4.1172 | 7.6372 | 1 | 1 | 15 | 1 | 90%Cut,Lim
Argentina | Hydro | prm15_wcost_re13_c2p1_co2_cut90p_t1 | 30.251 | 30.4709 | 25.5879 | 22.7664 | 22.8522 | 21.1068 | 17.6952 | 1 | 1 | 13 | 1 | 90%Cut,Lim
Argentina | Hydro | prm15_wcost_re6_c2p1_co2_cut90p_t1 | 30.251 | 29.5545 | 24.8452 | 22.8839 | 19.3311 | 16.2581 | 13.5125 | 1 | 1 | 6 | 0 | 90%Cut,Lim
Argentina | Solar | prm15_wcost_re14_c2p1_co2_cut90p_t1 | 0.7724 | 0.64715 | 0.84279 | 3.0009 | 3.2367 | 4.9826 | 7.8665 | 1 | 1 | 14 | 1 | 90%Cut,Lim
Argentina | Solar | prm15_wcost_re1_c2p1_co2_cut90p_t1 | 0.7724 | 5.4078 | 11.055 | 12.4682 | 11.6786 | 12.288 | 11.6798 | 1 | 1 | 1 | 0 | 90%Cut,Lim
Argentina | Hydro | prm15_wcost_re19_c2p1_co2_cut90p_t1 | 30.251 | 30.4833 | 25.5665 | 22.7961 | 23.3134 | 20.3229 | 17.6784 | 1 | 1 | 19 | 1 | 90%Cut,Lim
Argentina | Solar | prm15_wcost_re5_c2p1_co2_cut90p_t1 | 0.7724 | 6.7764 | 17.5818 | 14.7595 | 13.689 | 14.0399 | 17.6231 | 1 | 1 | 5 | 0 | 90%Cut,Lim
Argentina | Solar | prm15_wcost_re6_c2p1_co2_cut90p_t1 | 0.7724 | 6.3012 | 12.7077 | 13.5933 | 12.7339 | 12.7721 | 13.0071 | 1 | 1 | 6 | 0 | 90%Cut,Lim
Argentina | Solar | prm15_wcost_re4_c2p1_co2_cut90p_t1 | 0.7724 | 8.4839 | 21.4854 | 17.8104 | 16.329 | 15.4903 | 17.4402 | 1 | 1 | 4 | 0 | 90%Cut,Lim
Argentina | Hydro | prm15_wcost_re18_c2p1_co2_cut90p_t1 | 30.251 | 29.6932 | 25.6062 | 22.6312 | 23.2803 | 20.0408 | 16.7858 | 1 | 1 | 18 | 1 | 90%Cut,Lim
Argentina | Hydro | prm15_wcost_re1_c2p1_co2_cut90p_t1 | 30.251 | 29.58 | 24.8678 | 22.8958 | 19.1114 | 15.9261 | 12.7912 | 1 | 1 | 1 | 0 | 90%Cut,Lim
Argentina | Solar | prm15_wcost_re7_c2p1_co2_cut90p_t1 | 0.7724 | 6.6503 | 19.0833 | 16.0175 | 13.6533 | 13.4016 | 13.0201 | 1 | 1 | 7 | 0 | 90%Cut,Lim
Argentina | Hydro | prm15_wcost_re17_c2p1_co2_cut90p_t1 | 30.251 | 29.5433 | 24.8133 | 22.4439 | 22.8511 | 18.1944 | 14.176 | 1 | 1 | 17 | 1 | 90%Cut,Lim
Argentina | Hydro | prm15_wcost_re20_c2p1_co2_cut90p_t1 | 30.251 | 29.5858 | 24.7726 | 22.7058 | 21.0633 | 18.6617 | 16.0205 | 1 | 1 | 20 | 1 | 90%Cut,Lim
Argentina | Solar | prm15_wcost_re2_c2p1_co2_cut90p_t1 | 0.7724 | 7.5101 | 19.5087 | 16.1974 | 14.5849 | 14.3106 | 13.8053 | 1 | 1 | 2 | 0 | 90%Cut,Lim
Argentina | Solar | prm15_wcost_re8_c2p1_co2_cut90p_t1 | 0.7724 | 8.665 | 23.2113 | 19.3444 | 17.3604 | 16.9711 | 16.5666 | 1 | 1 | 8 | 0 | 90%Cut,Lim
Argentina | Solar | prm15_wcost_re20_c2p1_co2_cut90p_t1 | 0.7724 | 0.64801 | 0.54297 | 0.84728 | 0.95097 | 2.8954 | 4.2464 | 1 | 1 | 20 | 1 | 90%Cut,Lim
Argentina | Hydro | prm15_wcost_re2_c2p1_co2_cut90p_t1 | 30.251 | 29.544 | 25.5635 | 22.8784 | 19.1893 | 20.051 | 16.7636 | 1 | 1 | 2 | 0 | 90%Cut,Lim
Argentina | Solar | prm15_wcost_re9_c2p1_co2_cut90p_t1 | 0.7724 | 9.0048 | 23.1348 | 19.0611 | 17.5425 | 17.078 | 16.6477 | 1 | 1 | 9 | 0 | 90%Cut,Lim
Argentina | Hydro | prm15_wcost_re16_c2p1_co2_cut90p_t1 | 30.251 | 29.574 | 24.7643 | 22.7838 | 22.8777 | 19.0745 | 15.2799 | 1 | 1 | 16 | 1 | 90%Cut,Lim
Argentina | Solar | prm15_wcost_re17_c2p1_co2_cut90p_t1 | 0.7724 | 0.64708 | 0.54385 | 1.5367 | 1.9949 | 4.2256 | 5.9076 | 1 | 1 | 17 | 1 | 90%Cut,Lim
Argentina | Hydro | prm15_wcost_re12_c2p1_co2_cut90p_t1 | 30.251 | 29.4761 | 24.7638 | 22.8726 | 23.2675 | 19.9194 | 16.4656 | 1 | 1 | 12 | 1 | 90%Cut,Lim
Argentina | Solar | prm15_wcost_re10_c2p1_co2_cut90p_t1 | 0.7724 | 5.4078 | 9.3466 | 9.2086 | 11.0029 | 11.8851 | 11.7594 | 1 | 1 | 10 | 0 | 90%Cut,Lim
Argentina | Hydro | prm15_wcost_re8_c2p1_co2_cut90p_t1 | 30.251 | 29.4746 | 25.7372 | 22.6633 | 22.9561 | 19.8721 | 15.9539 | 1 | 1 | 8 | 0 | 90%Cut,Lim
Argentina | Solar | prm15_wcost_re12_c2p1_co2_cut90p_t1 | 0.7724 | 0.64561 | 0.54301 | 1.5505 | 2.5701 | 4.8441 | 8.0429 | 1 | 1 | 12 | 1 | 90%Cut,Lim
Argentina | Hydro | prm15_wcost_re9_c2p1_co2_cut90p_t1 | 30.251 | 29.5089 | 25.7076 | 22.8257 | 23.3282 | 20.0554 | 16.7553 | 1 | 1 | 9 | 0 | 90%Cut,Lim
Argentina | Hydro | prm15_wcost_re11_c2p1_co2_cut90p_t1 | 30.251 | 29.5654 | 24.7875 | 22.7631 | 20.9915 | 17.0403 | 15.2249 | 1 | 1 | 11 | 1 | 90%Cut,Lim
Argentina | Solar | prm15_wcost_re11_c2p1_co2_cut90p_t1 | 0.7724 | 0.64757 | 0.54305 | 0.7223 | 1.1926 | 3.8853 | 4.717 | 1 | 1 | 11 | 1 | 90%Cut,Lim
Argentina | Solar | prm15_wcost_re13_c2p1_co2_cut90p_t1 | 0.7724 | 0.84014 | 2.865 | 3.6852 | 6.4976 | 7.3194 | 9.1012 | 1 | 1 | 13 | 1 | 90%Cut,Lim
Argentina | Hydro | prm15_wcost_re7_c2p1_co2_cut90p_t1 | 30.251 | 29.5326 | 25.7291 | 22.7964 | 19.3673 | 18.1973 | 16.6358 | 1 | 1 | 7 | 0 | 90%Cut,Lim
Argentina | BNG | prm15_wcost_re16_c2p1_co2_cut90p_tn | 11.3616 | 9.6774 | 8.0554 | 6.5419 | 5.2307 | 4.2862 | 3.2976 | 1 | 0 | 16 | 1 | 90%Cut,Full
Argentina | Hydro | prm15_wcost_re16_c2p1_co2_cut90p_tn | 29.98 | 29.519 | 24.5714 | 21.8642 | 17.5582 | 14.3803 | 13.4129 | 1 | 0 | 16 | 1 | 90%Cut,Full
Argentina | BNG | prm15_wcost_re10_c2p1_co2_cut90p_tn | 11.3616 | 9.6309 | 8.067 | 6.7375 | 5.5711 | 4.6434 | 3.8593 | 1 | 0 | 10 | 0 | 90%Cut,Full
Argentina | BNG | prm15_wcost_re17_c2p1_co2_cut90p_tn | 11.3616 | 9.6686 | 8.0699 | 6.3035 | 5.2443 | 4.2585 | 3.261 | 1 | 0 | 17 | 1 | 90%Cut,Full
Argentina | Hydro | prm15_wcost_re10_c2p1_co2_cut90p_tn | 29.98 | 29.5206 | 25.4212 | 22.4638 | 18.6682 | 15.6027 | 15.4631 | 1 | 0 | 10 | 0 | 90%Cut,Full
Argentina | Hydro | prm15_wcost_re18_c2p1_co2_cut90p_tn | 29.98 | 30.3469 | 24.6978 | 21.0114 | 20.5723 | 16.3203 | 12.0627 | 1 | 0 | 18 | 1 | 90%Cut,Full
Argentina | Hydro | prm15_wcost_re17_c2p1_co2_cut90p_tn | 29.98 | 29.4922 | 24.6167 | 21.0307 | 21.1509 | 17.2003 | 13.5051 | 1 | 0 | 17 | 1 | 90%Cut,Full
Argentina | BNG | prm15_wcost_re13_c2p1_co2_cut90p_tn | 11.3616 | 9.6347 | 7.8525 | 6.3136 | 5.1716 | 4.0253 | 3.0728 | 1 | 0 | 13 | 1 | 90%Cut,Full
Argentina | Hydro | prm15_wcost_re12_c2p1_co2_cut90p_tn | 29.98 | 29.4216 | 24.4198 | 20.9565 | 21.149 | 17.1123 | 13.0256 | 1 | 0 | 12 | 1 | 90%Cut,Full
Argentina | Hydro | prm15_wcost_re13_c2p1_co2_cut90p_tn | 29.98 | 30.194 | 24.6086 | 21.072 | 20.9388 | 16.6147 | 12.6134 | 1 | 0 | 13 | 1 | 90%Cut,Full
Argentina | BNG | prm15_wcost_re12_c2p1_co2_cut90p_tn | 11.3616 | 9.6455 | 8.0057 | 6.281 | 5.2236 | 4.2274 | 3.1994 | 1 | 0 | 12 | 1 | 90%Cut,Full
Argentina | BNG | prm15_wcost_re11_c2p1_co2_cut90p_tn | 11.3616 | 9.6767 | 8.068 | 6.5877 | 5.2064 | 4.2151 | 3.1441 | 1 | 0 | 11 | 1 | 90%Cut,Full
Argentina | BNG | prm15_wcost_re15_c2p1_co2_cut90p_tn | 11.3616 | 9.6649 | 8.0355 | 6.3037 | 5.22 | 4.2567 | 3.1982 | 1 | 0 | 15 | 1 | 90%Cut,Full
Argentina | Hydro | prm15_wcost_re15_c2p1_co2_cut90p_tn | 29.98 | 29.4809 | 24.5108 | 21.0249 | 21.061 | 17.2364 | 13.0452 | 1 | 0 | 15 | 1 | 90%Cut,Full
Argentina | Hydro | prm15_wcost_re11_c2p1_co2_cut90p_tn | 29.98 | 29.5168 | 24.6097 | 21.9935 | 17.4213 | 14.0562 | 12.3022 | 1 | 0 | 11 | 1 | 90%Cut,Full
Argentina | BNG | prm15_wcost_re14_c2p1_co2_cut90p_tn | 11.3616 | 9.6139 | 7.9489 | 6.2497 | 5.2307 | 4.2256 | 3.1713 | 1 | 0 | 14 | 1 | 90%Cut,Full
Argentina | Hydro | prm15_wcost_re14_c2p1_co2_cut90p_tn | 29.98 | 29.3253 | 24.2481 | 20.8407 | 21.1721 | 17.0861 | 12.9101 | 1 | 0 | 14 | 1 | 90%Cut,Full
Argentina | BNG | prm15_wcost_re18_c2p1_co2_cut90p_tn | 11.3616 | 9.6835 | 7.8809 | 6.3001 | 5.1866 | 4.0827 | 3.0844 | 1 | 0 | 18 | 1 | 90%Cut,Full
Argentina | BNG | prm15_wcost_re6_c2p1_co2_cut90p_tn | 11.3616 | 9.6381 | 8.0817 | 6.7461 | 5.547 | 4.6233 | 3.7657 | 1 | 0 | 6 | 0 | 90%Cut,Full
Argentina | Hydro | prm15_wcost_re6_c2p1_co2_cut90p_tn | 29.98 | 29.5424 | 25.4676 | 22.5509 | 18.5848 | 15.546 | 15.0998 | 1 | 0 | 6 | 0 | 90%Cut,Full
Argentina | BNG | prm15_wcost_re4_c2p1_co2_cut90p_tn | 11.3616 | 9.6737 | 8.1035 | 6.661 | 5.5287 | 4.5785 | 3.6253 | 1 | 0 | 4 | 0 | 90%Cut,Full
Argentina | Hydro | prm15_wcost_re5_c2p1_co2_cut90p_tn | 29.98 | 29.5096 | 25.5092 | 22.565 | 18.5899 | 18.8382 | 14.9949 | 1 | 0 | 5 | 0 | 90%Cut,Full
Argentina | Hydro | prm15_wcost_re7_c2p1_co2_cut90p_tn | 29.98 | 29.5095 | 25.4789 | 22.6297 | 18.581 | 15.4409 | 15.152 | 1 | 0 | 7 | 0 | 90%Cut,Full
Argentina | BNG | prm15_wcost_re5_c2p1_co2_cut90p_tn | 11.3616 | 9.6743 | 8.0949 | 6.7536 | 5.5397 | 4.659 | 3.6618 | 1 | 0 | 5 | 0 | 90%Cut,Full
Argentina | BNG | prm15_wcost_re8_c2p1_co2_cut90p_tn | 11.3616 | 9.6563 | 8.1506 | 6.7598 | 5.5541 | 4.5244 | 3.5713 | 1 | 0 | 8 | 0 | 90%Cut,Full
Argentina | Hydro | prm15_wcost_re9_c2p1_co2_cut90p_tn | 29.98 | 29.4825 | 25.684 | 22.529 | 21.804 | 17.2783 | 13.1527 | 1 | 0 | 9 | 0 | 90%Cut,Full
Argentina | BNG | prm15_wcost_re9_c2p1_co2_cut90p_tn | 11.3616 | 9.6654 | 8.1464 | 6.736 | 5.5015 | 4.385 | 3.3466 | 1 | 0 | 9 | 0 | 90%Cut,Full
Argentina | BNG | prm15_wcost_re7_c2p1_co2_cut90p_tn | 11.3616 | 9.6743 | 8.0853 | 6.7662 | 5.5376 | 4.5909 | 3.7002 | 1 | 0 | 7 | 0 | 90%Cut,Full
Argentina | Hydro | prm15_wcost_re8_c2p1_co2_cut90p_tn | 29.98 | 29.4546 | 25.6968 | 22.6092 | 22.4154 | 18.599 | 14.57 | 1 | 0 | 8 | 0 | 90%Cut,Full
Argentina | BNG | prm15_wcost_re1_c2p1_co2_cut90p_tn | 11.3616 | 9.6381 | 8.0817 | 6.7486 | 5.5663 | 4.6364 | 3.8275 | 1 | 0 | 1 | 0 | 90%Cut,Full
Argentina | Hydro | prm15_wcost_re1_c2p1_co2_cut90p_tn | 29.98 | 29.5426 | 25.4677 | 22.4959 | 18.6659 | 15.5895 | 15.3055 | 1 | 0 | 1 | 0 | 90%Cut,Full
Argentina | Hydro | prm15_wcost_re19_c2p1_co2_cut90p_tn | 29.98 | 29.4049 | 24.5704 | 21.0212 | 21.1665 | 16.9814 | 13.4375 | 1 | 0 | 19 | 1 | 90%Cut,Full
Argentina | BNG | prm15_wcost_re19_c2p1_co2_cut90p_tn | 11.3616 | 9.64 | 7.8403 | 6.2935 | 5.2304 | 4.2136 | 3.3583 | 1 | 0 | 19 | 1 | 90%Cut,Full
Argentina | Hydro | prm15_wcost_re20_c2p1_co2_cut90p_tn | 29.98 | 29.5162 | 24.5952 | 21.9153 | 17.3872 | 14.0164 | 12.6621 | 1 | 0 | 20 | 1 | 90%Cut,Full
Argentina | Hydro | prm15_wcost_re3_c2p1_co2_cut90p_tn | 29.98 | 29.4928 | 25.7471 | 22.5834 | 22.168 | 17.773 | 13.2551 | 1 | 0 | 3 | 0 | 90%Cut,Full
Argentina | Hydro | prm15_wcost_re4_c2p1_co2_cut90p_tn | 29.98 | 29.5077 | 25.5362 | 22.2783 | 22.3288 | 18.5092 | 14.4666 | 1 | 0 | 4 | 0 | 90%Cut,Full
Argentina | BNG | prm15_wcost_re3_c2p1_co2_cut90p_tn | 11.3616 | 9.6688 | 8.1699 | 6.762 | 5.5365 | 4.3739 | 3.3214 | 1 | 0 | 3 | 0 | 90%Cut,Full
Argentina | BNG | prm15_wcost_re2_c2p1_co2_cut90p_tn | 11.3616 | 9.6743 | 8.0916 | 6.6975 | 5.5338 | 4.6344 | 3.6838 | 1 | 0 | 2 | 0 | 90%Cut,Full
Argentina | BNG | prm15_wcost_re20_c2p1_co2_cut90p_tn | 11.3616 | 9.6765 | 8.0632 | 6.6074 | 5.2022 | 4.2017 | 3.2344 | 1 | 0 | 20 | 1 | 90%Cut,Full
Argentina | Hydro | prm15_wcost_re2_c2p1_co2_cut90p_tn | 29.98 | 29.5096 | 25.4989 | 22.3877 | 18.5701 | 18.7478 | 14.6703 | 1 | 0 | 2 | 0 | 90%Cut,Full
Argentina | Solar | prm15_wcost_re10_c2p1_co2_cut90p_tn | 0.76548 | 4.5981 | 9.0344 | 8.0974 | 6.7403 | 5.3484 | 3.7458 | 1 | 0 | 10 | 0 | 90%Cut,Full
Argentina | Solar | prm15_wcost_re11_c2p1_co2_cut90p_tn | 0.76548 | 0.6465 | 0.53902 | 0.4348 | 0.35079 | 0.43023 | 0.20604 | 1 | 0 | 11 | 1 | 90%Cut,Full
Argentina | Solar | prm15_wcost_re15_c2p1_co2_cut90p_tn | 0.76548 | 0.64572 | 0.53686 | 0.4226 | 0.54571 | 0.43412 | 0.25735 | 1 | 0 | 15 | 1 | 90%Cut,Full
Argentina | Solar | prm15_wcost_re14_c2p1_co2_cut90p_tn | 0.76548 | 0.64231 | 0.5311 | 0.57928 | 0.72234 | 0.83656 | 0.40463 | 1 | 0 | 14 | 1 | 90%Cut,Full
Argentina | Solar | prm15_wcost_re13_c2p1_co2_cut90p_tn | 0.76548 | 0.6437 | 1.6298 | 1.5401 | 1.8338 | 1.4165 | 0.87126 | 1 | 0 | 13 | 1 | 90%Cut,Full
Argentina | Solar | prm15_wcost_re12_c2p1_co2_cut90p_tn | 0.76548 | 0.64442 | 0.53486 | 0.4211 | 0.64997 | 0.50821 | 0.36677 | 1 | 0 | 12 | 1 | 90%Cut,Full
Argentina | Solar | prm15_wcost_re16_c2p1_co2_cut90p_tn | 0.76548 | 0.64655 | 0.53818 | 0.4387 | 0.52835 | 0.52236 | 0.32392 | 1 | 0 | 16 | 1 | 90%Cut,Full
Argentina | Fossil | prm15_wcost_re10_c2p1_co2_cut90p_tn | 53.3319 | 52.3978 | 33.6624 | 13.3173 | 8.142 | 4.0749 | 0 | 1 | 0 | 10 | 0 | 90%Cut,Full
Argentina | Fossil | prm15_wcost_re5_c2p1_co2_cut90p_tn | 53.3319 | 48.9086 | 31.8338 | 12.8948 | 7.4917 | 3.4593 | 0.4521 | 1 | 0 | 5 | 0 | 90%Cut,Full
Argentina | Fossil | prm15_wcost_re4_c2p1_co2_cut90p_tn | 53.3319 | 48.7028 | 31.5919 | 14.5368 | 7.9525 | 2.9599 | 0.57046 | 1 | 0 | 4 | 0 | 90%Cut,Full
Argentina | Solar | prm15_wcost_re9_c2p1_co2_cut90p_tn | 0.76548 | 9.6359 | 19.6798 | 16.2989 | 12.9375 | 9.7769 | 6.1667 | 1 | 0 | 9 | 0 | 90%Cut,Full
Argentina | Fossil | prm15_wcost_re2_c2p1_co2_cut90p_tn | 53.3319 | 48.6683 | 31.8634 | 12.7501 | 7.5451 | 3.3174 | 0.41528 | 1 | 0 | 2 | 0 | 90%Cut,Full
Argentina | Solar | prm15_wcost_re8_c2p1_co2_cut90p_tn | 0.76548 | 9.2363 | 19.2935 | 15.786 | 12.4919 | 8.9349 | 5.3355 | 1 | 0 | 8 | 0 | 90%Cut,Full
Argentina | Fossil | prm15_wcost_re3_c2p1_co2_cut90p_tn | 53.3319 | 47.8183 | 31.399 | 18.4687 | 7.3772 | 2.5077 | 0.85891 | 1 | 0 | 3 | 0 | 90%Cut,Full
Argentina | Fossil | prm15_wcost_re20_c2p1_co2_cut90p_tn | 53.3319 | 49.7711 | 30.7283 | 10.4573 | 5.5304 | 2.8816 | 0.24759 | 1 | 0 | 20 | 1 | 90%Cut,Full
Argentina | Fossil | prm15_wcost_re6_c2p1_co2_cut90p_tn | 53.3319 | 51.9161 | 33.7053 | 13.1914 | 7.5719 | 3.8022 | 0.081252 | 1 | 0 | 6 | 0 | 90%Cut,Full
Argentina | Fossil | prm15_wcost_re9_c2p1_co2_cut90p_tn | 53.3319 | 47.3685 | 30.7487 | 18.89 | 7.5793 | 2.5887 | 0.63363 | 1 | 0 | 9 | 0 | 90%Cut,Full
Argentina | Fossil | prm15_wcost_re8_c2p1_co2_cut90p_tn | 53.3319 | 47.8088 | 30.8972 | 17.465 | 7.669 | 2.3927 | 0.88145 | 1 | 0 | 8 | 0 | 90%Cut,Full
Argentina | Fossil | prm15_wcost_re7_c2p1_co2_cut90p_tn | 53.3319 | 50.3998 | 31.8772 | 13.9402 | 7.4265 | 3.3684 | 0.43916 | 1 | 0 | 7 | 0 | 90%Cut,Full
Argentina | Solar | prm15_wcost_re7_c2p1_co2_cut90p_tn | 0.76548 | 6.5652 | 14.5409 | 11.9379 | 9.646 | 7.5022 | 4.8223 | 1 | 0 | 7 | 0 | 90%Cut,Full
Argentina | Fossil | prm15_wcost_re1_c2p1_co2_cut90p_tn | 53.3319 | 51.9208 | 33.794 | 13.7233 | 8.0801 | 3.9335 | 0.23886 | 1 | 0 | 1 | 0 | 90%Cut,Full
Argentina | Solar | prm15_wcost_re20_c2p1_co2_cut90p_tn | 0.76548 | 0.64649 | 0.5387 | 0.43376 | 0.41566 | 0.43565 | 0.31998 | 1 | 0 | 20 | 1 | 90%Cut,Full
Argentina | Fossil | prm15_wcost_re14_c2p1_co2_cut90p_tn | 53.3319 | 43.598 | 26.6316 | 11.5309 | 5.4093 | 3.052 | 0 | 1 | 0 | 14 | 1 | 90%Cut,Full
Argentina | Solar | prm15_wcost_re1_c2p1_co2_cut90p_tn | 0.76548 | 5.0429 | 10.1335 | 8.5155 | 7.0052 | 5.468 | 3.8836 | 1 | 0 | 1 | 0 | 90%Cut,Full
Argentina | Fossil | prm15_wcost_re15_c2p1_co2_cut90p_tn | 53.3319 | 46.8173 | 29.4309 | 12.3935 | 5.3189 | 3.4894 | 0 | 1 | 0 | 15 | 1 | 90%Cut,Full
Argentina | Fossil | prm15_wcost_re13_c2p1_co2_cut90p_tn | 53.3319 | 43.865 | 25.0038 | 10.7617 | 5.7283 | 2.6278 | 0.64836 | 1 | 0 | 13 | 1 | 90%Cut,Full
Argentina | Fossil | prm15_wcost_re12_c2p1_co2_cut90p_tn | 53.3319 | 45.1398 | 28.2061 | 11.6652 | 5.5076 | 3.3629 | 0 | 1 | 0 | 12 | 1 | 90%Cut,Full
Argentina | Solar | prm15_wcost_re18_c2p1_co2_cut90p_tn | 0.76548 | 0.64696 | 0.81748 | 1.3852 | 1.1622 | 0.88441 | 0.4443 | 1 | 0 | 18 | 1 | 90%Cut,Full
Argentina | Solar | prm15_wcost_re17_c2p1_co2_cut90p_tn | 0.76548 | 0.64596 | 0.53918 | 0.4226 | 0.3533 | 0.36984 | 0.34246 | 1 | 0 | 17 | 1 | 90%Cut,Full
Argentina | Fossil | prm15_wcost_re11_c2p1_co2_cut90p_tn | 53.3319 | 49.8376 | 30.7974 | 10.5958 | 5.6779 | 2.9206 | 0 | 1 | 0 | 11 | 1 | 90%Cut,Full
Argentina | Solar | prm15_wcost_re19_c2p1_co2_cut90p_tn | 0.76548 | 0.64405 | 0.81327 | 1.5645 | 1.2706 | 1.3214 | 0.78265 | 1 | 0 | 19 | 1 | 90%Cut,Full
Argentina | Solar | prm15_wcost_re6_c2p1_co2_cut90p_tn | 0.76548 | 5.0479 | 11.5852 | 9.6638 | 7.8747 | 6.2509 | 4.1327 | 1 | 0 | 6 | 0 | 90%Cut,Full
Argentina | Fossil | prm15_wcost_re19_c2p1_co2_cut90p_tn | 53.3319 | 43.5895 | 25.7657 | 10.5881 | 5.8325 | 2.7678 | 0.56817 | 1 | 0 | 19 | 1 | 90%Cut,Full
Argentina | Solar | prm15_wcost_re5_c2p1_co2_cut90p_tn | 0.76548 | 8.0563 | 14.954 | 12.1866 | 9.9274 | 7.5907 | 4.4272 | 1 | 0 | 5 | 0 | 90%Cut,Full
Argentina | Solar | prm15_wcost_re2_c2p1_co2_cut90p_tn | 0.76548 | 8.2965 | 15.711 | 12.7193 | 10.3448 | 7.8868 | 4.6443 | 1 | 0 | 2 | 0 | 90%Cut,Full
Argentina | Fossil | prm15_wcost_re18_c2p1_co2_cut90p_tn | 53.3319 | 43.5511 | 25.9467 | 10.5783 | 5.7678 | 2.725 | 0.45408 | 1 | 0 | 18 | 1 | 90%Cut,Full
Argentina | Solar | prm15_wcost_re4_c2p1_co2_cut90p_tn | 0.76548 | 8.2648 | 17.231 | 14.0218 | 11.3077 | 8.2995 | 5.0538 | 1 | 0 | 4 | 0 | 90%Cut,Full
Argentina | Fossil | prm15_wcost_re17_c2p1_co2_cut90p_tn | 53.3319 | 47.0395 | 29.4661 | 12.1687 | 5.6626 | 3.457 | 0 | 1 | 0 | 17 | 1 | 90%Cut,Full
Argentina | Solar | prm15_wcost_re3_c2p1_co2_cut90p_tn | 0.76548 | 9.171 | 20.423 | 16.808 | 13.3619 | 9.8553 | 6.3796 | 1 | 0 | 3 | 0 | 90%Cut,Full
Argentina | Fossil | prm15_wcost_re16_c2p1_co2_cut90p_tn | 53.3319 | 48.0396 | 30.9328 | 9.8953 | 5.7575 | 3.1077 | 0.0065369 | 1 | 0 | 16 | 1 | 90%Cut,Full
Argentina | Wind | prm15_wcost_re1_c2p1_co2_cut90p_tn | 4.5611 | 3.8555 | 22.5231 | 48.5168 | 60.6825 | 70.3726 | 76.7446 | 1 | 0 | 1 | 0 | 90%Cut,Full
Argentina | Wind | prm15_wcost_re20_c2p1_co2_cut90p_tn | 4.5611 | 10.3898 | 36.0746 | 60.5862 | 71.4645 | 78.4646 | 83.536 | 1 | 0 | 20 | 1 | 90%Cut,Full
Argentina | Wind | prm15_wcost_re19_c2p1_co2_cut90p_tn | 4.5611 | 16.7216 | 41.0104 | 60.5326 | 66.5 | 74.7158 | 81.8534 | 1 | 0 | 19 | 1 | 90%Cut,Full
Argentina | Wind | prm15_wcost_re2_c2p1_co2_cut90p_tn | 4.5611 | 3.8512 | 18.8351 | 45.4454 | 58.0063 | 65.4136 | 76.5863 | 1 | 0 | 2 | 0 | 90%Cut,Full
Argentina | Wind | prm15_wcost_re3_c2p1_co2_cut90p_tn | 4.5611 | 3.849 | 14.261 | 35.3779 | 51.5564 | 65.4902 | 76.185 | 1 | 0 | 3 | 0 | 90%Cut,Full
Argentina | Wind | prm15_wcost_re4_c2p1_co2_cut90p_tn | 4.5611 | 3.851 | 17.5374 | 42.502 | 52.8823 | 65.6529 | 76.2838 | 1 | 0 | 4 | 0 | 90%Cut,Full
Argentina | Wind | prm15_wcost_re5_c2p1_co2_cut90p_tn | 4.5611 | 3.8512 | 19.608 | 45.6 | 58.4513 | 65.4529 | 76.464 | 1 | 0 | 5 | 0 | 90%Cut,Full
Argentina | Wind | prm15_wcost_re12_c2p1_co2_cut90p_tn | 4.5611 | 15.1487 | 38.8336 | 60.6762 | 67.4699 | 74.7892 | 83.4082 | 1 | 0 | 12 | 1 | 90%Cut,Full
Argentina | Wind | prm15_wcost_re13_c2p1_co2_cut90p_tn | 4.5611 | 15.6626 | 40.9054 | 60.3126 | 66.3276 | 75.3157 | 82.7941 | 1 | 0 | 13 | 1 | 90%Cut,Full
Argentina | Wind | prm15_wcost_re14_c2p1_co2_cut90p_tn | 4.5611 | 16.8205 | 40.6403 | 60.7995 | 67.4655 | 74.7997 | 83.5139 | 1 | 0 | 14 | 1 | 90%Cut,Full
Argentina | Wind | prm15_wcost_re18_c2p1_co2_cut90p_tn | 4.5611 | 15.7715 | 40.6571 | 60.725 | 67.3112 | 75.9877 | 83.9545 | 1 | 0 | 18 | 1 | 90%Cut,Full
Argentina | Wind | prm15_wcost_re15_c2p1_co2_cut90p_tn | 4.5611 | 13.3911 | 37.486 | 59.8552 | 67.8544 | 74.5834 | 83.4992 | 1 | 0 | 15 | 1 | 90%Cut,Full
Argentina | Wind | prm15_wcost_re16_c2p1_co2_cut90p_tn | 4.5611 | 12.1175 | 35.9021 | 61.2598 | 70.9252 | 77.7035 | 82.959 | 1 | 0 | 16 | 1 | 90%Cut,Full
Argentina | Wind | prm15_wcost_re17_c2p1_co2_cut90p_tn | 4.5611 | 13.1537 | 37.3081 | 60.0745 | 67.589 | 74.7143 | 82.8915 | 1 | 0 | 17 | 1 | 90%Cut,Full
Argentina | Wind | prm15_wcost_re11_c2p1_co2_cut90p_tn | 4.5611 | 10.3223 | 35.9859 | 60.3883 | 71.3436 | 78.3779 | 84.3476 | 1 | 0 | 11 | 1 | 90%Cut,Full
Argentina | Wind | prm15_wcost_re6_c2p1_co2_cut90p_tn | 4.5611 | 3.8555 | 21.1602 | 47.8478 | 60.4216 | 69.7775 | 76.9206 | 1 | 0 | 6 | 0 | 90%Cut,Full
Argentina | Wind | prm15_wcost_re7_c2p1_co2_cut90p_tn | 4.5611 | 3.8512 | 20.0177 | 44.726 | 58.8089 | 69.0977 | 75.8863 | 1 | 0 | 7 | 0 | 90%Cut,Full
Argentina | Wind | prm15_wcost_re8_c2p1_co2_cut90p_tn | 4.5611 | 3.844 | 15.9618 | 37.3799 | 51.8696 | 65.549 | 75.6418 | 1 | 0 | 8 | 0 | 90%Cut,Full
Argentina | Wind | prm15_wcost_re9_c2p1_co2_cut90p_tn | 4.5611 | 3.8477 | 15.7411 | 35.5461 | 52.1778 | 65.9712 | 76.7004 | 1 | 0 | 9 | 0 | 90%Cut,Full
Argentina | Wind | prm15_wcost_re10_c2p1_co2_cut90p_tn | 4.5611 | 3.8526 | 23.8149 | 49.384 | 60.8784 | 70.3306 | 76.9318 | 1 | 0 | 10 | 0 | 90%Cut,Full
Brazil | Fossil | prm15_wcost_re7_c2p1_t1 | 12.3367 | 10.1999 | 8.9828 | 14.7867 | 19.0955 | 22.1201 | 20.4623 | 0 | 1 | 7 | 0 | NoCut,Lim
Brazil | Fossil | prm15_wcost_re8_c2p1_t1 | 12.3367 | 11.4786 | 10.384 | 17.4223 | 21.1857 | 23.7796 | 24.3022 | 0 | 1 | 8 | 0 | NoCut,Lim
Brazil | Fossil | prm15_wcost_re9_c2p1_t1 | 12.3367 | 11.4783 | 10.3841 | 17.4818 | 21.1875 | 23.8638 | 24.5368 | 0 | 1 | 9 | 0 | NoCut,Lim
Brazil | Fossil | prm15_wcost_re20_c2p1_t1 | 12.3297 | 9.514 | 8.8815 | 13.995 | 17.8234 | 22.5037 | 20.7416 | 0 | 1 | 20 | 1 | NoCut,Lim
Brazil | Fossil | prm15_wcost_re2_c2p1_t1 | 12.3367 | 11.11 | 9.8978 | 15.7474 | 20.8676 | 22.0971 | 21.5474 | 0 | 1 | 2 | 0 | NoCut,Lim
Brazil | Fossil | prm15_wcost_re6_c2p1_t1 | 12.3367 | 9.9136 | 8.6442 | 14.3804 | 18.0451 | 18.9958 | 17.4728 | 0 | 1 | 6 | 0 | NoCut,Lim
Brazil | Fossil | prm15_wcost_re3_c2p1_t1 | 12.3367 | 11.4783 | 10.2183 | 16.2125 | 21.2 | 24.1272 | 26.5715 | 0 | 1 | 3 | 0 | NoCut,Lim
Brazil | Fossil | prm15_wcost_re4_c2p1_t1 | 12.3367 | 11.2907 | 10.0705 | 16.0206 | 21.0811 | 21.9715 | 22.1413 | 0 | 1 | 4 | 0 | NoCut,Lim
Brazil | Fossil | prm15_wcost_re5_c2p1_t1 | 12.3367 | 10.6164 | 9.4271 | 15.004 | 20.0236 | 22.1187 | 21.5182 | 0 | 1 | 5 | 0 | NoCut,Lim
Brazil | Fossil | prm15_wcost_re1_c2p1_t1 | 12.3367 | 9.1704 | 8.0612 | 12.2412 | 15.0389 | 17.8275 | 14.7844 | 0 | 1 | 1 | 0 | NoCut,Lim
Brazil | Solar | prm15_wcost_re8_c2p1_t1 | 0.77957 | 8.6555 | 18.9254 | 17.0859 | 16.8886 | 19.0151 | 18.6655 | 0 | 1 | 8 | 0 | NoCut,Lim
Brazil | Solar | prm15_wcost_re7_c2p1_t1 | 0.77957 | 6.0135 | 14.5947 | 13.94 | 14.4001 | 16.5058 | 17.7705 | 0 | 1 | 7 | 0 | NoCut,Lim
Brazil | Solar | prm15_wcost_re6_c2p1_t1 | 0.77957 | 3.4582 | 12.5776 | 11.9184 | 12.3586 | 15.7014 | 17.2319 | 0 | 1 | 6 | 0 | NoCut,Lim
Brazil | Solar | prm15_wcost_re4_c2p1_t1 | 0.77957 | 7.5984 | 18.3527 | 17.0436 | 16.2566 | 18.6455 | 18.5642 | 0 | 1 | 4 | 0 | NoCut,Lim
Brazil | Solar | prm15_wcost_re3_c2p1_t1 | 0.77957 | 8.5538 | 19.1457 | 17.7504 | 16.8961 | 19.2416 | 18.6794 | 0 | 1 | 3 | 0 | NoCut,Lim
Brazil | Solar | prm15_wcost_re2_c2p1_t1 | 0.77957 | 6.866 | 17.343 | 16.2434 | 15.569 | 18.0258 | 18.3713 | 0 | 1 | 2 | 0 | NoCut,Lim
Brazil | Solar | prm15_wcost_re5_c2p1_t1 | 0.77957 | 6.3885 | 15.7746 | 14.9636 | 14.6687 | 17.125 | 17.8932 | 0 | 1 | 5 | 0 | NoCut,Lim
Brazil | Solar | prm15_wcost_re9_c2p1_t1 | 0.77957 | 8.4489 | 18.9078 | 17.1106 | 16.8789 | 19.2442 | 18.6624 | 0 | 1 | 9 | 0 | NoCut,Lim
Brazil | Solar | prm15_wcost_re20_c2p1_t1 | 0.77912 | 0.64256 | 0.57506 | 0.50417 | 0.44127 | 0.41438 | 2.2468 | 0 | 1 | 20 | 1 | NoCut,Lim
Brazil | Solar | prm15_wcost_re1_c2p1_t1 | 0.77957 | 3.2383 | 9.7693 | 9.5964 | 11.3401 | 14.4071 | 16.8829 | 0 | 1 | 1 | 0 | NoCut,Lim
Brazil | Solar | prm15_wcost_re10_c2p1_t1 | 0.77957 | 2.8326 | 9.1611 | 8.9106 | 10.5957 | 13.5165 | 16.1682 | 0 | 1 | 10 | 0 | NoCut,Lim
Brazil | Fossil | prm15_wcost_re16_c2p1_t1 | 12.3297 | 10.2086 | 12.0657 | 15.2635 | 19.4542 | 24.766 | 22.2906 | 0 | 1 | 16 | 1 | NoCut,Lim
Brazil | Fossil | prm15_wcost_re17_c2p1_t1 | 12.3297 | 11.9494 | 13.9575 | 19.0546 | 26.3855 | 26.1605 | 22.9117 | 0 | 1 | 17 | 1 | NoCut,Lim
Brazil | Fossil | prm15_wcost_re15_c2p1_t1 | 12.3297 | 12.3835 | 13.8454 | 19.1003 | 26.4258 | 26.4546 | 24.9138 | 0 | 1 | 15 | 1 | NoCut,Lim
Brazil | Fossil | prm15_wcost_re18_c2p1_t1 | 12.3297 | 15.839 | 17.2485 | 20.0717 | 26.6064 | 26.7543 | 27.9331 | 0 | 1 | 18 | 1 | NoCut,Lim
Brazil | Fossil | prm15_wcost_re19_c2p1_t1 | 12.3297 | 17.1067 | 17.5963 | 20.3769 | 26.889 | 27.635 | 28.4346 | 0 | 1 | 19 | 1 | NoCut,Lim
Brazil | Solar | prm15_wcost_re11_c2p1_t1 | 0.77912 | 0.65533 | 0.61859 | 0.54259 | 0.73122 | 0.64008 | 2.9299 | 0 | 1 | 11 | 1 | NoCut,Lim
Brazil | Solar | prm15_wcost_re12_c2p1_t1 | 0.77912 | 0.65885 | 2.5248 | 4.5296 | 3.9657 | 6.7662 | 10.6477 | 0 | 1 | 12 | 1 | NoCut,Lim
Brazil | Fossil | prm15_wcost_re14_c2p1_t1 | 12.3297 | 14.8695 | 16.3356 | 21.143 | 27.451 | 26.2003 | 25.745 | 0 | 1 | 14 | 1 | NoCut,Lim
Brazil | Solar | prm15_wcost_re19_c2p1_t1 | 0.77912 | 0.65915 | 5.9473 | 12.1825 | 10.67 | 11.9019 | 13.0245 | 0 | 1 | 19 | 1 | NoCut,Lim
Brazil | Fossil | prm15_wcost_re10_c2p1_t1 | 12.3367 | 8.9858 | 7.8078 | 12.434 | 15.1465 | 17.4592 | 13.9189 | 0 | 1 | 10 | 0 | NoCut,Lim
Brazil | Solar | prm15_wcost_re18_c2p1_t1 | 0.77912 | 0.65916 | 5.5514 | 11.0321 | 9.6645 | 11.0307 | 13.0254 | 0 | 1 | 18 | 1 | NoCut,Lim
Brazil | Solar | prm15_wcost_re17_c2p1_t1 | 0.77912 | 0.65869 | 1.1922 | 3.967 | 3.4736 | 4.1575 | 9.6888 | 0 | 1 | 17 | 1 | NoCut,Lim
Brazil | Fossil | prm15_wcost_re11_c2p1_t1 | 12.3297 | 9.667 | 9.2224 | 14.1882 | 18.2518 | 24.2371 | 22.7567 | 0 | 1 | 11 | 1 | NoCut,Lim
Brazil | Solar | prm15_wcost_re16_c2p1_t1 | 0.77912 | 0.6586 | 0.95273 | 1.2752 | 1.7904 | 1.6948 | 6.5302 | 0 | 1 | 16 | 1 | NoCut,Lim
Brazil | Fossil | prm15_wcost_re12_c2p1_t1 | 12.3297 | 13.1548 | 14.8887 | 20.6007 | 27.3661 | 26.6299 | 25.9759 | 0 | 1 | 12 | 1 | NoCut,Lim
Brazil | Solar | prm15_wcost_re15_c2p1_t1 | 0.77912 | 0.65875 | 1.7946 | 4.1577 | 3.6406 | 5.3098 | 9.8956 | 0 | 1 | 15 | 1 | NoCut,Lim
Brazil | Solar | prm15_wcost_re14_c2p1_t1 | 0.77912 | 0.65896 | 4.5349 | 7.5379 | 6.6037 | 8.4059 | 11.7172 | 0 | 1 | 14 | 1 | NoCut,Lim
Brazil | Fossil | prm15_wcost_re13_c2p1_t1 | 12.3297 | 17.107 | 17.9746 | 20.1315 | 26.7957 | 27.7181 | 29.0899 | 0 | 1 | 13 | 1 | NoCut,Lim
Brazil | Solar | prm15_wcost_re13_c2p1_t1 | 0.77912 | 0.65916 | 6.7642 | 13.3468 | 11.6822 | 12.7848 | 13.5888 | 0 | 1 | 13 | 1 | NoCut,Lim
Brazil | Hydro | prm15_wcost_re13_c2p1_t1 | 70.8886 | 68.9751 | 61.4475 | 53.7667 | 50.0143 | 48.1013 | 42.5044 | 0 | 1 | 13 | 1 | NoCut,Lim
Brazil | BNG | prm15_wcost_re19_c2p1_t1 | 15.0976 | 12.4902 | 11.3606 | 9.9129 | 9.0196 | 7.4082 | 6.4832 | 0 | 1 | 19 | 1 | NoCut,Lim
Brazil | BNG | prm15_wcost_re1_c2p1_t1 | 15.1062 | 9.9113 | 9.5433 | 9.481 | 8.4293 | 6.9172 | 6.0853 | 0 | 1 | 1 | 0 | NoCut,Lim
Brazil | BNG | prm15_wcost_re20_c2p1_t1 | 15.0976 | 10.4464 | 10.1216 | 9.6033 | 8.4284 | 7.4126 | 6.4868 | 0 | 1 | 20 | 1 | NoCut,Lim
Brazil | BNG | prm15_wcost_re2_c2p1_t1 | 15.1062 | 10.7018 | 9.6318 | 9.6307 | 8.4256 | 7.0917 | 6.4868 | 0 | 1 | 2 | 0 | NoCut,Lim
Brazil | BNG | prm15_wcost_re3_c2p1_t1 | 15.1062 | 10.6223 | 9.555 | 9.6287 | 8.4192 | 7.1623 | 6.4823 | 0 | 1 | 3 | 0 | NoCut,Lim
Brazil | BNG | prm15_wcost_re13_c2p1_t1 | 15.0976 | 12.4904 | 11.3594 | 9.8641 | 8.9775 | 7.4067 | 6.4833 | 0 | 1 | 13 | 1 | NoCut,Lim
Brazil | BNG | prm15_wcost_re14_c2p1_t1 | 15.0976 | 12.2265 | 11.3572 | 10.0941 | 9.045 | 7.4122 | 6.4845 | 0 | 1 | 14 | 1 | NoCut,Lim
Brazil | BNG | prm15_wcost_re15_c2p1_t1 | 15.0976 | 11.6421 | 11.2281 | 10.0251 | 9.0447 | 7.4125 | 6.4864 | 0 | 1 | 15 | 1 | NoCut,Lim
Brazil | BNG | prm15_wcost_re18_c2p1_t1 | 15.0976 | 12.3529 | 11.3604 | 9.927 | 9.0337 | 7.4077 | 6.4836 | 0 | 1 | 18 | 1 | NoCut,Lim
Brazil | BNG | prm15_wcost_re16_c2p1_t1 | 15.0976 | 10.8859 | 10.8424 | 9.6279 | 8.5112 | 7.4145 | 6.4866 | 0 | 1 | 16 | 1 | NoCut,Lim
Brazil | BNG | prm15_wcost_re17_c2p1_t1 | 15.0976 | 11.4739 | 11.2353 | 10.025 | 9.0446 | 7.4131 | 6.4866 | 0 | 1 | 17 | 1 | NoCut,Lim
Brazil | BNG | prm15_wcost_re4_c2p1_t1 | 15.1062 | 10.7062 | 9.6147 | 9.6305 | 8.4239 | 7.0622 | 6.4862 | 0 | 1 | 4 | 0 | NoCut,Lim
Brazil | Hydro | prm15_wcost_re10_c2p1_t1 | 70.8688 | 68.3605 | 60.5593 | 56.9534 | 54.1341 | 48.1735 | 42.159 | 0 | 1 | 10 | 0 | NoCut,Lim
Brazil | Hydro | prm15_wcost_re14_c2p1_t1 | 70.8886 | 68.8657 | 61.2429 | 53.8358 | 50.1367 | 48.1883 | 42.5125 | 0 | 1 | 14 | 1 | NoCut,Lim
Brazil | Hydro | prm15_wcost_re15_c2p1_t1 | 70.8886 | 68.6168 | 61.1537 | 54.4353 | 50.1348 | 48.1618 | 42.525 | 0 | 1 | 15 | 1 | NoCut,Lim
Brazil | BNG | prm15_wcost_re5_c2p1_t1 | 15.1062 | 10.5307 | 9.6446 | 9.631 | 8.4293 | 7.1034 | 6.4872 | 0 | 1 | 5 | 0 | NoCut,Lim
Brazil | BNG | prm15_wcost_re6_c2p1_t1 | 15.1062 | 10.4415 | 9.6156 | 9.6324 | 8.4312 | 6.9716 | 6.2597 | 0 | 1 | 6 | 0 | NoCut,Lim
Brazil | Hydro | prm15_wcost_re11_c2p1_t1 | 70.8886 | 68.4986 | 61.1498 | 55.4402 | 52.8463 | 48.1653 | 42.1534 | 0 | 1 | 11 | 1 | NoCut,Lim
Brazil | Hydro | prm15_wcost_re12_c2p1_t1 | 70.8886 | 68.7785 | 61.2053 | 53.8624 | 50.13 | 48.1888 | 42.5239 | 0 | 1 | 12 | 1 | NoCut,Lim
Brazil | BNG | prm15_wcost_re8_c2p1_t1 | 15.1062 | 10.6225 | 9.6292 | 9.6303 | 8.4224 | 7.1514 | 6.4844 | 0 | 1 | 8 | 0 | NoCut,Lim
Brazil | BNG | prm15_wcost_re9_c2p1_t1 | 15.1062 | 10.6223 | 9.6292 | 9.6306 | 8.4221 | 7.1495 | 6.4833 | 0 | 1 | 9 | 0 | NoCut,Lim
Brazil | BNG | prm15_wcost_re7_c2p1_t1 | 15.1062 | 10.3616 | 9.6319 | 9.6312 | 8.4292 | 7.1179 | 6.4441 | 0 | 1 | 7 | 0 | NoCut,Lim
Brazil | Hydro | prm15_wcost_re16_c2p1_t1 | 70.8886 | 68.5483 | 61.0866 | 55.7438 | 52.8304 | 48.1748 | 42.1763 | 0 | 1 | 16 | 1 | NoCut,Lim
Brazil | BNG | prm15_wcost_re12_c2p1_t1 | 15.0976 | 11.8141 | 11.3078 | 10.1628 | 9.0438 | 7.4123 | 6.4862 | 0 | 1 | 12 | 1 | NoCut,Lim
Brazil | BNG | prm15_wcost_re10_c2p1_t1 | 15.1062 | 9.8604 | 9.4464 | 9.5036 | 8.4297 | 6.9171 | 6.0535 | 0 | 1 | 10 | 0 | NoCut,Lim
Brazil | BNG | prm15_wcost_re11_c2p1_t1 | 15.0976 | 10.5437 | 10.245 | 9.6338 | 8.4488 | 7.4141 | 6.4869 | 0 | 1 | 11 | 1 | NoCut,Lim
Brazil | Wind | prm15_wcost_re15_c2p1_t1 | 0.90506 | 6.6989 | 11.9782 | 12.2816 | 10.7541 | 12.6613 | 16.1791 | 0 | 1 | 15 | 1 | NoCut,Lim
Brazil | Wind | prm15_wcost_re16_c2p1_t1 | 0.90506 | 9.6986 | 15.0525 | 18.0896 | 17.4137 | 17.9499 | 22.5163 | 0 | 1 | 16 | 1 | NoCut,Lim
Brazil | Hydro | prm15_wcost_re5_c2p1_t1 | 70.8688 | 68.4664 | 60.2345 | 56.0656 | 53.0765 | 48.1721 | 42.1804 | 0 | 1 | 5 | 0 | NoCut,Lim
Brazil | Wind | prm15_wcost_re17_c2p1_t1 | 0.90506 | 7.2512 | 12.4138 | 12.5184 | 10.9615 | 14.1033 | 18.3869 | 0 | 1 | 17 | 1 | NoCut,Lim
Brazil | Wind | prm15_wcost_re18_c2p1_t1 | 0.90506 | 2.2245 | 4.5796 | 5.2265 | 4.5786 | 6.6763 | 10.051 | 0 | 1 | 18 | 1 | NoCut,Lim
Brazil | Wind | prm15_wcost_re14_c2p1_t1 | 0.90506 | 3.3794 | 6.5294 | 7.3891 | 6.7637 | 9.7934 | 13.5409 | 0 | 1 | 14 | 1 | NoCut,Lim
Brazil | Wind | prm15_wcost_re19_c2p1_t1 | 0.90506 | 0.76795 | 3.8348 | 3.781 | 3.3116 | 4.9437 | 9.5538 | 0 | 1 | 19 | 1 | NoCut,Lim
Brazil | Hydro | prm15_wcost_re4_c2p1_t1 | 70.8688 | 68.587 | 60.3597 | 55.8872 | 52.9983 | 48.2973 | 42.5239 | 0 | 1 | 4 | 0 | NoCut,Lim
Brazil | Wind | prm15_wcost_re1_c2p1_t1 | 0.90866 | 9.1522 | 12.0108 | 11.5172 | 10.9656 | 12.6738 | 20.0817 | 0 | 1 | 1 | 0 | NoCut,Lim
Brazil | Wind | prm15_wcost_re20_c2p1_t1 | 0.90506 | 10.8115 | 19.9685 | 20.4585 | 20.4098 | 21.5005 | 28.3718 | 0 | 1 | 20 | 1 | NoCut,Lim
Brazil | Hydro | prm15_wcost_re3_c2p1_t1 | 70.8688 | 68.5818 | 60.4108 | 55.8208 | 52.9709 | 48.2761 | 42.4979 | 0 | 1 | 3 | 0 | NoCut,Lim
Brazil | Wind | prm15_wcost_re2_c2p1_t1 | 0.90866 | 2.7001 | 2.7234 | 2.4036 | 2.1035 | 4.5884 | 11.4171 | 0 | 1 | 2 | 0 | NoCut,Lim
Brazil | Wind | prm15_wcost_re3_c2p1_t1 | 0.90866 | 0.7638 | 0.67018 | 0.58758 | 0.51377 | 1.1927 | 5.769 | 0 | 1 | 3 | 0 | NoCut,Lim
Brazil | Hydro | prm15_wcost_re6_c2p1_t1 | 70.8688 | 68.5585 | 60.6476 | 56.2386 | 53.43 | 48.1861 | 42.1628 | 0 | 1 | 6 | 0 | NoCut,Lim
Brazil | Wind | prm15_wcost_re13_c2p1_t1 | 0.90506 | 0.76831 | 2.4543 | 2.8909 | 2.5304 | 3.9891 | 8.3336 | 0 | 1 | 13 | 1 | NoCut,Lim
Brazil | Hydro | prm15_wcost_re9_c2p1_t1 | 70.8688 | 68.6908 | 60.408 | 55.1893 | 52.9976 | 48.2827 | 42.5048 | 0 | 1 | 9 | 0 | NoCut,Lim
Brazil | Hydro | prm15_wcost_re8_c2p1_t1 | 70.8688 | 68.4758 | 60.3905 | 55.2738 | 52.9893 | 48.2804 | 42.5118 | 0 | 1 | 8 | 0 | NoCut,Lim
Brazil | Wind | prm15_wcost_re10_c2p1_t1 | 0.90866 | 9.9608 | 13.0255 | 12.1984 | 11.6941 | 13.9338 | 21.7004 | 0 | 1 | 10 | 0 | NoCut,Lim
Brazil | Wind | prm15_wcost_re11_c2p1_t1 | 0.90506 | 10.6354 | 18.7642 | 20.1952 | 19.7219 | 19.5434 | 25.6731 | 0 | 1 | 11 | 1 | NoCut,Lim
Brazil | Hydro | prm15_wcost_re7_c2p1_t1 | 70.8688 | 68.5029 | 60.3893 | 56.0126 | 53.1173 | 48.1719 | 42.1794 | 0 | 1 | 7 | 0 | NoCut,Lim
Brazil | Wind | prm15_wcost_re12_c2p1_t1 | 0.90506 | 5.5938 | 10.0734 | 10.8444 | 9.4944 | 11.0028 | 14.3663 | 0 | 1 | 12 | 1 | NoCut,Lim
Brazil | Wind | prm15_wcost_re4_c2p1_t1 | 0.90866 | 1.8177 | 1.6025 | 1.418 | 1.2401 | 4.0234 | 10.2844 | 0 | 1 | 4 | 0 | NoCut,Lim
Brazil | Hydro | prm15_wcost_re19_c2p1_t1 | 70.8886 | 68.976 | 61.261 | 53.7467 | 50.1098 | 48.1111 | 42.5039 | 0 | 1 | 19 | 1 | NoCut,Lim
Brazil | Hydro | prm15_wcost_re18_c2p1_t1 | 70.8886 | 68.9245 | 61.26 | 53.7427 | 50.1168 | 48.131 | 42.5068 | 0 | 1 | 18 | 1 | NoCut,Lim
Brazil | Hydro | prm15_wcost_re17_c2p1_t1 | 70.8886 | 68.6668 | 61.2013 | 54.435 | 50.1346 | 48.1657 | 42.5261 | 0 | 1 | 17 | 1 | NoCut,Lim
Brazil | Wind | prm15_wcost_re8_c2p1_t1 | 0.90866 | 0.76767 | 0.67096 | 0.58768 | 0.51397 | 1.7735 | 8.0362 | 0 | 1 | 8 | 0 | NoCut,Lim
Brazil | Wind | prm15_wcost_re6_c2p1_t1 | 0.90866 | 7.6282 | 8.515 | 7.8302 | 7.7351 | 10.145 | 16.8728 | 0 | 1 | 6 | 0 | NoCut,Lim
Brazil | Wind | prm15_wcost_re7_c2p1_t1 | 0.90866 | 4.9221 | 6.4013 | 5.6296 | 4.9579 | 6.0843 | 13.1437 | 0 | 1 | 7 | 0 | NoCut,Lim
Brazil | Wind | prm15_wcost_re5_c2p1_t1 | 0.90866 | 3.998 | 4.9193 | 4.3358 | 3.8019 | 5.4808 | 11.921 | 0 | 1 | 5 | 0 | NoCut,Lim
Brazil | Hydro | prm15_wcost_re20_c2p1_t1 | 70.8886 | 68.5855 | 60.4534 | 55.439 | 52.8971 | 48.1688 | 42.153 | 0 | 1 | 20 | 1 | NoCut,Lim
Brazil | Hydro | prm15_wcost_re2_c2p1_t1 | 70.8688 | 68.6222 | 60.404 | 55.9748 | 53.0343 | 48.1971 | 42.1774 | 0 | 1 | 2 | 0 | NoCut,Lim
Brazil | Hydro | prm15_wcost_re1_c2p1_t1 | 70.8688 | 68.5278 | 60.6155 | 57.1641 | 54.226 | 48.1744 | 42.1658 | 0 | 1 | 1 | 0 | NoCut,Lim
Brazil | Wind | prm15_wcost_re9_c2p1_t1 | 0.90866 | 0.7597 | 0.67096 | 0.5877 | 0.51395 | 1.4599 | 7.8127 | 0 | 1 | 9 | 0 | NoCut,Lim
Brazil | Hydro | prm15_wcost_re16_c2p1_tn | 73.7374 | 72.0082 | 62.9222 | 57.4683 | 53.7495 | 48.7081 | 42.8346 | 0 | 0 | 16 | 1 | NoCut,Full
Brazil | Hydro | prm15_wcost_re2_c2p1_tn | 73.7353 | 72.3154 | 62.8757 | 57.0349 | 53.6974 | 48.5991 | 42.5931 | 0 | 0 | 2 | 0 | NoCut,Full
Brazil | Hydro | prm15_wcost_re20_c2p1_tn | 73.7374 | 70.9882 | 62.748 | 57.5298 | 53.954 | 48.7237 | 42.8533 | 0 | 0 | 20 | 1 | NoCut,Full
Brazil | Hydro | prm15_wcost_re10_c2p1_tn | 73.7353 | 71.8633 | 63.4777 | 57.8643 | 54.0165 | 48.532 | 42.6709 | 0 | 0 | 10 | 0 | NoCut,Full
Brazil | Hydro | prm15_wcost_re1_c2p1_tn | 73.7353 | 71.8476 | 63.1524 | 58.6487 | 54.9861 | 48.4947 | 42.5187 | 0 | 0 | 1 | 0 | NoCut,Full
Brazil | Hydro | prm15_wcost_re11_c2p1_tn | 73.7374 | 70.78 | 62.8266 | 57.3409 | 53.8089 | 48.6887 | 42.8041 | 0 | 0 | 11 | 1 | NoCut,Full
Brazil | Hydro | prm15_wcost_re12_c2p1_tn | 73.7374 | 72.3972 | 63.8573 | 56.1466 | 51.0401 | 48.5311 | 42.9325 | 0 | 0 | 12 | 1 | NoCut,Full
Brazil | Hydro | prm15_wcost_re18_c2p1_tn | 73.7374 | 72.6106 | 63.8228 | 55.5369 | 50.5588 | 48.398 | 42.923 | 0 | 0 | 18 | 1 | NoCut,Full
Brazil | Hydro | prm15_wcost_re13_c2p1_tn | 73.7374 | 72.5705 | 63.9337 | 55.5368 | 50.5803 | 48.2049 | 42.9118 | 0 | 0 | 13 | 1 | NoCut,Full
Brazil | Hydro | prm15_wcost_re14_c2p1_tn | 73.7374 | 72.5895 | 63.8494 | 56.1621 | 51.0233 | 48.5262 | 42.8829 | 0 | 0 | 14 | 1 | NoCut,Full
Brazil | Hydro | prm15_wcost_re17_c2p1_tn | 73.7374 | 72.2537 | 63.7509 | 57.5041 | 53.6657 | 48.4947 | 42.9431 | 0 | 0 | 17 | 1 | NoCut,Full
Brazil | Hydro | prm15_wcost_re15_c2p1_tn | 73.7374 | 72.3219 | 63.8273 | 56.4101 | 53.6794 | 48.526 | 42.9138 | 0 | 0 | 15 | 1 | NoCut,Full
Brazil | Hydro | prm15_wcost_re19_c2p1_tn | 73.7374 | 72.5704 | 63.8977 | 55.5345 | 50.5569 | 48.2412 | 42.9206 | 0 | 0 | 19 | 1 | NoCut,Full
Brazil | Hydro | prm15_wcost_re9_c2p1_tn | 73.7353 | 72.4069 | 62.8966 | 56.8126 | 53.6328 | 48.811 | 42.7924 | 0 | 0 | 9 | 0 | NoCut,Full
Brazil | Hydro | prm15_wcost_re8_c2p1_tn | 73.7353 | 72.4255 | 62.8286 | 56.8153 | 53.6438 | 48.7965 | 42.704 | 0 | 0 | 8 | 0 | NoCut,Full
Brazil | Hydro | prm15_wcost_re7_c2p1_tn | 73.7353 | 72.2778 | 63.1133 | 56.7966 | 53.7522 | 48.5317 | 42.5139 | 0 | 0 | 7 | 0 | NoCut,Full
Brazil | Hydro | prm15_wcost_re6_c2p1_tn | 73.7353 | 72.0779 | 63.4973 | 57.8284 | 54.0308 | 48.5191 | 42.5273 | 0 | 0 | 6 | 0 | NoCut,Full
Brazil | Hydro | prm15_wcost_re5_c2p1_tn | 73.7353 | 72.3029 | 63.2248 | 57.6723 | 53.7652 | 48.582 | 42.483 | 0 | 0 | 5 | 0 | NoCut,Full
Brazil | Hydro | prm15_wcost_re4_c2p1_tn | 73.7353 | 72.3771 | 62.8118 | 57.0155 | 53.7226 | 48.7386 | 42.5512 | 0 | 0 | 4 | 0 | NoCut,Full
Brazil | Hydro | prm15_wcost_re3_c2p1_tn | 73.7353 | 72.4275 | 62.8474 | 56.9279 | 53.6468 | 48.8133 | 42.6748 | 0 | 0 | 3 | 0 | NoCut,Full
Brazil | Wind | prm15_wcost_re15_c2p1_tn | 0.94258 | 5.4522 | 12.2288 | 12.1507 | 12.1377 | 13.1685 | 16.327 | 0 | 0 | 15 | 1 | NoCut,Full
Brazil | Wind | prm15_wcost_re16_c2p1_tn | 0.94258 | 8.8803 | 15.1842 | 15.4365 | 16.5976 | 17.4767 | 22.0501 | 0 | 0 | 16 | 1 | NoCut,Full
Brazil | Wind | prm15_wcost_re17_c2p1_tn | 0.94258 | 5.8338 | 13.3922 | 13.506 | 12.887 | 14.0522 | 18.2465 | 0 | 0 | 17 | 1 | NoCut,Full
Brazil | Wind | prm15_wcost_re18_c2p1_tn | 0.94258 | 1.2135 | 5.8359 | 5.2433 | 4.6571 | 6.5362 | 10.1494 | 0 | 0 | 18 | 1 | NoCut,Full
Brazil | Wind | prm15_wcost_re19_c2p1_tn | 0.94258 | 0.81453 | 3.2833 | 4.4981 | 3.8839 | 5.152 | 9.6475 | 0 | 0 | 19 | 1 | NoCut,Full
Brazil | Wind | prm15_wcost_re1_c2p1_tn | 0.94299 | 9.352 | 11.5179 | 11.3819 | 10.984 | 12.6866 | 19.9513 | 0 | 0 | 1 | 0 | NoCut,Full
Brazil | Wind | prm15_wcost_re20_c2p1_tn | 0.94258 | 10.1935 | 17.4629 | 16.911 | 19.1078 | 19.3996 | 27.6786 | 0 | 0 | 20 | 1 | NoCut,Full
Brazil | Wind | prm15_wcost_re2_c2p1_tn | 0.94299 | 4.1728 | 4.9724 | 4.3652 | 4.3503 | 5.7481 | 11.7937 | 0 | 0 | 2 | 0 | NoCut,Full
Brazil | Wind | prm15_wcost_re3_c2p1_tn | 0.94299 | 0.81432 | 0.70042 | 0.60632 | 0.52309 | 1.4512 | 6.0771 | 0 | 0 | 3 | 0 | NoCut,Full
Brazil | Wind | prm15_wcost_re4_c2p1_tn | 0.94299 | 2.4209 | 2.7639 | 2.4171 | 2.0834 | 4.0602 | 9.8268 | 0 | 0 | 4 | 0 | NoCut,Full
Brazil | Wind | prm15_wcost_re5_c2p1_tn | 0.94299 | 5.0015 | 6.5572 | 5.7503 | 5.2589 | 6.5931 | 12.4597 | 0 | 0 | 5 | 0 | NoCut,Full
Brazil | Wind | prm15_wcost_re6_c2p1_tn | 0.94299 | 8.8042 | 11.8904 | 11.3153 | 11.0797 | 10.9042 | 15.9706 | 0 | 0 | 6 | 0 | NoCut,Full
Brazil | Wind | prm15_wcost_re7_c2p1_tn | 0.94299 | 5.8361 | 7.3775 | 6.8255 | 5.8733 | 7.5519 | 13.2479 | 0 | 0 | 7 | 0 | NoCut,Full
Brazil | Wind | prm15_wcost_re14_c2p1_tn | 0.94258 | 3.1919 | 8.1689 | 8.862 | 7.6631 | 9.8608 | 13.3343 | 0 | 0 | 14 | 1 | NoCut,Full
Brazil | Wind | prm15_wcost_re8_c2p1_tn | 0.94299 | 0.81432 | 1.2776 | 1.1135 | 0.95962 | 2.2049 | 8.0725 | 0 | 0 | 8 | 0 | NoCut,Full
Brazil | Wind | prm15_wcost_re9_c2p1_tn | 0.94299 | 0.81432 | 0.70056 | 0.6068 | 0.52301 | 1.8345 | 7.8656 | 0 | 0 | 9 | 0 | NoCut,Full
Brazil | Wind | prm15_wcost_re13_c2p1_tn | 0.94258 | 0.81453 | 2.5599 | 3.3853 | 2.9232 | 3.9894 | 7.9563 | 0 | 0 | 13 | 1 | NoCut,Full
Brazil | Wind | prm15_wcost_re12_c2p1_tn | 0.94258 | 5.2191 | 11.1245 | 10.4107 | 9.6941 | 11.4331 | 14.5044 | 0 | 0 | 12 | 1 | NoCut,Full
Brazil | Wind | prm15_wcost_re11_c2p1_tn | 0.94258 | 9.6371 | 16.923 | 16.5448 | 18.7464 | 19.0428 | 24.9637 | 0 | 0 | 11 | 1 | NoCut,Full
Brazil | Wind | prm15_wcost_re10_c2p1_tn | 0.94299 | 9.5183 | 14.8511 | 13.3625 | 13.0906 | 16.5359 | 22.139 | 0 | 0 | 10 | 0 | NoCut,Full
Brazil | Solar | prm15_wcost_re10_c2p1_tn | 0.81167 | 0.6964 | 3.6207 | 3.8088 | 5.3702 | 10.3067 | 14.2426 | 0 | 0 | 10 | 0 | NoCut,Full
Brazil | Solar | prm15_wcost_re11_c2p1_tn | 0.81311 | 0.69603 | 0.59969 | 0.51917 | 0.44888 | 0.44865 | 2.6362 | 0 | 0 | 11 | 1 | NoCut,Full
Brazil | Solar | prm15_wcost_re12_c2p1_tn | 0.81311 | 0.69794 | 1.2314 | 2.8883 | 2.6869 | 6.5939 | 10.7565 | 0 | 0 | 12 | 1 | NoCut,Full
Brazil | Solar | prm15_wcost_re13_c2p1_tn | 0.81311 | 0.69881 | 3.8411 | 11.0546 | 10.2244 | 12.0562 | 13.5888 | 0 | 0 | 13 | 1 | NoCut,Full
Brazil | Solar | prm15_wcost_re14_c2p1_tn | 0.81311 | 0.69946 | 1.9116 | 5.1954 | 4.7173 | 8.058 | 11.7526 | 0 | 0 | 14 | 1 | NoCut,Full
Brazil | Solar | prm15_wcost_re15_c2p1_tn | 0.81311 | 0.69754 | 1.1178 | 1.707 | 4.0783 | 4.6708 | 9.9861 | 0 | 0 | 15 | 1 | NoCut,Full
Brazil | Solar | prm15_wcost_re16_c2p1_tn | 0.81311 | 0.69565 | 0.91293 | 0.78991 | 1.2309 | 1.4139 | 6.0484 | 0 | 0 | 16 | 1 | NoCut,Full
Brazil | Solar | prm15_wcost_re18_c2p1_tn | 0.81311 | 0.69923 | 3.8129 | 9.1 | 8.1465 | 10.403 | 13.1352 | 0 | 0 | 18 | 1 | NoCut,Full
Brazil | Solar | prm15_wcost_re19_c2p1_tn | 0.81311 | 0.69881 | 3.8468 | 10.0743 | 9.0414 | 11.2758 | 13.1522 | 0 | 0 | 19 | 1 | NoCut,Full
Brazil | Solar | prm15_wcost_re1_c2p1_tn | 0.81167 | 1.0475 | 6.8819 | 7.4301 | 9.8092 | 14.0054 | 16.5476 | 0 | 0 | 1 | 0 | NoCut,Full
Brazil | Solar | prm15_wcost_re20_c2p1_tn | 0.81311 | 0.6958 | 0.59938 | 0.51877 | 0.44877 | 0.39063 | 1.9826 | 0 | 0 | 20 | 1 | NoCut,Full
Brazil | Solar | prm15_wcost_re2_c2p1_tn | 0.81167 | 1.9967 | 12.229 | 11.8709 | 12.5871 | 15.8568 | 17.5023 | 0 | 0 | 2 | 0 | NoCut,Full
Brazil | Solar | prm15_wcost_re3_c2p1_tn | 0.81167 | 4.328 | 15.5142 | 14.7109 | 15.8602 | 18.4138 | 18.5437 | 0 | 0 | 3 | 0 | NoCut,Full
Brazil | Solar | prm15_wcost_re4_c2p1_tn | 0.81167 | 3.3362 | 13.9931 | 13.344 | 14.4324 | 16.5125 | 17.8065 | 0 | 0 | 4 | 0 | NoCut,Full
Brazil | Solar | prm15_wcost_re5_c2p1_tn | 0.81167 | 1.2652 | 10.5574 | 10.8509 | 11.5674 | 14.7685 | 16.8862 | 0 | 0 | 5 | 0 | NoCut,Full
Brazil | Solar | prm15_wcost_re6_c2p1_tn | 0.81167 | 0.69659 | 5.8793 | 5.5462 | 7.1805 | 11.895 | 15.2991 | 0 | 0 | 6 | 0 | NoCut,Full
Brazil | Solar | prm15_wcost_re7_c2p1_tn | 0.81167 | 0.69696 | 10.3598 | 9.8301 | 11.2453 | 13.6056 | 16.6448 | 0 | 0 | 7 | 0 | NoCut,Full
Brazil | Solar | prm15_wcost_re8_c2p1_tn | 0.81167 | 4.3297 | 15.1678 | 14.392 | 15.5231 | 17.6646 | 18.3339 | 0 | 0 | 8 | 0 | NoCut,Full
Brazil | Solar | prm15_wcost_re9_c2p1_tn | 0.81167 | 4.3485 | 15.5832 | 14.8767 | 15.9281 | 18.0792 | 18.3718 | 0 | 0 | 9 | 0 | NoCut,Full
Brazil | Solar | prm15_wcost_re17_c2p1_tn | 0.81311 | 0.69681 | 0.9123 | 2.3941 | 3.4669 | 3.6116 | 9.5597 | 0 | 0 | 17 | 1 | NoCut,Full
Brazil | BNG | prm15_wcost_re9_c2p1_tn | 13.362 | 10.7915 | 10.1136 | 9.9436 | 8.5705 | 7.205 | 6.5272 | 0 | 0 | 9 | 0 | NoCut,Full
Brazil | Fossil | prm15_wcost_re7_c2p1_tn | 11.1481 | 10.4841 | 9.1549 | 16.5923 | 20.5626 | 23.0941 | 21.1203 | 0 | 0 | 7 | 0 | NoCut,Full
Brazil | BNG | prm15_wcost_re8_c2p1_tn | 13.362 | 10.7916 | 10.1335 | 9.9441 | 8.5701 | 7.2147 | 6.5137 | 0 | 0 | 8 | 0 | NoCut,Full
Brazil | Fossil | prm15_wcost_re6_c2p1_tn | 11.1481 | 8.7141 | 8.6911 | 15.3763 | 19.1367 | 21.5153 | 19.7924 | 0 | 0 | 6 | 0 | NoCut,Full
Brazil | BNG | prm15_wcost_re6_c2p1_tn | 13.362 | 9.7073 | 10.0419 | 9.9337 | 8.5722 | 7.1664 | 6.4107 | 0 | 0 | 6 | 0 | NoCut,Full
Brazil | BNG | prm15_wcost_re5_c2p1_tn | 13.362 | 10.7476 | 10.1479 | 9.929 | 8.5668 | 7.1896 | 6.494 | 0 | 0 | 5 | 0 | NoCut,Full
Brazil | BNG | prm15_wcost_re7_c2p1_tn | 13.362 | 10.705 | 9.9945 | 9.9554 | 8.5666 | 7.2167 | 6.4731 | 0 | 0 | 7 | 0 | NoCut,Full
Brazil | Fossil | prm15_wcost_re8_c2p1_tn | 11.1481 | 11.6389 | 10.5925 | 17.7351 | 21.3034 | 24.1193 | 24.3758 | 0 | 0 | 8 | 0 | NoCut,Full
Brazil | Fossil | prm15_wcost_re9_c2p1_tn | 11.1481 | 11.6388 | 10.706 | 17.7603 | 21.3455 | 24.0704 | 24.443 | 0 | 0 | 9 | 0 | NoCut,Full
Brazil | Fossil | prm15_wcost_re10_c2p1_tn | 11.1481 | 8.3843 | 8.196 | 15.0506 | 18.9528 | 17.6569 | 14.8205 | 0 | 0 | 10 | 0 | NoCut,Full
Brazil | Fossil | prm15_wcost_re5_c2p1_tn | 11.1481 | 10.6828 | 9.5128 | 15.7975 | 20.8418 | 22.8668 | 21.677 | 0 | 0 | 5 | 0 | NoCut,Full
Brazil | Fossil | prm15_wcost_re19_c2p1_tn | 11.1466 | 13.9915 | 17.2123 | 19.78 | 27.3452 | 27.8635 | 27.7329 | 0 | 0 | 19 | 1 | NoCut,Full
Brazil | BNG | prm15_wcost_re10_c2p1_tn | 13.362 | 9.5377 | 9.8545 | 9.9139 | 8.57 | 6.9685 | 6.127 | 0 | 0 | 10 | 0 | NoCut,Full
Brazil | Fossil | prm15_wcost_re14_c2p1_tn | 11.1466 | 12.1879 | 14.4808 | 19.5595 | 27.3914 | 26.0918 | 25.4892 | 0 | 0 | 14 | 1 | NoCut,Full
Brazil | BNG | prm15_wcost_re11_c2p1_tn | 13.3603 | 10.1868 | 10.4429 | 9.9165 | 8.5737 | 7.4936 | 6.587 | 0 | 0 | 11 | 1 | NoCut,Full
Brazil | Fossil | prm15_wcost_re1_c2p1_tn | 11.1481 | 8.2949 | 8.5059 | 12.8096 | 15.6398 | 17.8501 | 14.8772 | 0 | 0 | 1 | 0 | NoCut,Full
Brazil | BNG | prm15_wcost_re13_c2p1_tn | 13.3603 | 11.9247 | 11.8133 | 10.0891 | 9.123 | 7.4702 | 6.5454 | 0 | 0 | 13 | 1 | NoCut,Full
Brazil | Fossil | prm15_wcost_re13_c2p1_tn | 11.1466 | 13.9915 | 17.852 | 19.9342 | 27.1491 | 28.2793 | 28.9977 | 0 | 0 | 13 | 1 | NoCut,Full
Brazil | BNG | prm15_wcost_re14_c2p1_tn | 13.3603 | 11.3312 | 11.5892 | 10.221 | 9.2049 | 7.4632 | 6.541 | 0 | 0 | 14 | 1 | NoCut,Full
Brazil | BNG | prm15_wcost_re12_c2p1_tn | 13.3603 | 10.846 | 11.2199 | 10.3264 | 9.208 | 7.4639 | 6.5486 | 0 | 0 | 12 | 1 | NoCut,Full
Brazil | Fossil | prm15_wcost_re17_c2p1_tn | 11.1466 | 10.5114 | 11.0468 | 16.6782 | 21.3515 | 26.3822 | 22.7005 | 0 | 0 | 17 | 1 | NoCut,Full
Brazil | Fossil | prm15_wcost_re15_c2p1_tn | 11.1466 | 10.733 | 11.748 | 19.4829 | 21.4756 | 26.1716 | 24.2275 | 0 | 0 | 15 | 1 | NoCut,Full
Brazil | BNG | prm15_wcost_re4_c2p1_tn | 13.362 | 10.7381 | 10.1562 | 9.9366 | 8.5684 | 7.2052 | 6.529 | 0 | 0 | 4 | 0 | NoCut,Full
Brazil | Fossil | prm15_wcost_re18_c2p1_tn | 11.1466 | 13.6479 | 14.9444 | 19.9634 | 27.4411 | 27.196 | 27.2454 | 0 | 0 | 18 | 1 | NoCut,Full
Brazil | Fossil | prm15_wcost_re20_c2p1_tn | 11.1466 | 8.2982 | 8.8624 | 15.1359 | 17.9178 | 23.9881 | 20.8909 | 0 | 0 | 20 | 1 | NoCut,Full
Brazil | Fossil | prm15_wcost_re16_c2p1_tn | 11.1466 | 8.7095 | 10.2778 | 16.3939 | 19.8496 | 24.9103 | 22.479 | 0 | 0 | 16 | 1 | NoCut,Full
Brazil | BNG | prm15_wcost_re18_c2p1_tn | 13.3603 | 11.8287 | 11.584 | 10.1565 | 9.1965 | 7.4668 | 6.5471 | 0 | 0 | 18 | 1 | NoCut,Full
Brazil | Fossil | prm15_wcost_re12_c2p1_tn | 11.1466 | 10.8397 | 12.5669 | 20.2279 | 27.3709 | 25.978 | 25.258 | 0 | 0 | 12 | 1 | NoCut,Full
Brazil | Fossil | prm15_wcost_re11_c2p1_tn | 11.1466 | 8.7 | 9.2077 | 15.6787 | 18.4221 | 24.3263 | 23.009 | 0 | 0 | 11 | 1 | NoCut,Full
Brazil | BNG | prm15_wcost_re2_c2p1_tn | 13.362 | 10.7262 | 10.1532 | 9.94 | 8.5668 | 7.1682 | 6.4882 | 0 | 0 | 2 | 0 | NoCut,Full
Brazil | BNG | prm15_wcost_re19_c2p1_tn | 13.3603 | 11.9247 | 11.76 | 10.1132 | 9.1726 | 7.4674 | 6.5467 | 0 | 0 | 19 | 1 | NoCut,Full
Brazil | Fossil | prm15_wcost_re3_c2p1_tn | 11.1481 | 11.6388 | 10.7872 | 17.819 | 21.398 | 24.1227 | 26.1951 | 0 | 0 | 3 | 0 | NoCut,Full
Brazil | BNG | prm15_wcost_re15_c2p1_tn | 13.3603 | 10.7953 | 11.0781 | 10.2493 | 8.6289 | 7.4632 | 6.5457 | 0 | 0 | 15 | 1 | NoCut,Full
Brazil | BNG | prm15_wcost_re1_c2p1_tn | 13.362 | 9.4581 | 9.9419 | 9.7297 | 8.5809 | 6.9632 | 6.1051 | 0 | 0 | 1 | 0 | NoCut,Full
Brazil | Fossil | prm15_wcost_re4_c2p1_tn | 11.1481 | 11.1277 | 10.2749 | 17.2868 | 21.1931 | 23.4836 | 23.2864 | 0 | 0 | 4 | 0 | NoCut,Full
Brazil | BNG | prm15_wcost_re20_c2p1_tn | 13.3603 | 9.8243 | 10.3272 | 9.9046 | 8.5717 | 7.498 | 6.5946 | 0 | 0 | 20 | 1 | NoCut,Full
Brazil | Fossil | prm15_wcost_re2_c2p1_tn | 11.1481 | 10.7889 | 9.7698 | 16.789 | 20.7985 | 22.6278 | 21.6227 | 0 | 0 | 2 | 0 | NoCut,Full
Brazil | BNG | prm15_wcost_re16_c2p1_tn | 13.3603 | 9.7063 | 10.7028 | 9.9114 | 8.5724 | 7.4912 | 6.5878 | 0 | 0 | 16 | 1 | NoCut,Full
Brazil | BNG | prm15_wcost_re3_c2p1_tn | 13.362 | 10.7914 | 10.1508 | 9.9358 | 8.5719 | 7.199 | 6.5092 | 0 | 0 | 3 | 0 | NoCut,Full
Brazil | BNG | prm15_wcost_re17_c2p1_tn | 13.3603 | 10.7043 | 10.8979 | 9.9176 | 8.6289 | 7.4593 | 6.5502 | 0 | 0 | 17 | 1 | NoCut,Full
Brazil | Solar | prm15_wcost_re19_c2p1_co2_cut90p_t1 | 0.78277 | 2.3037 | 12.6031 | 14.9534 | 16.8099 | 16.1071 | 14.635 | 1 | 1 | 19 | 1 | 90%Cut,Lim
Brazil | Fossil | prm15_wcost_re10_c2p1_co2_cut90p_t1 | 11.8647 | 8.4567 | 6.9563 | 7.3327 | 3.6387 | 2.058 | 0.53545 | 1 | 1 | 10 | 0 | 90%Cut,Lim
Brazil | Solar | prm15_wcost_re9_c2p1_co2_cut90p_t1 | 0.78284 | 10.2358 | 20.9489 | 20.9179 | 23.0664 | 21.1078 | 18.4117 | 1 | 1 | 9 | 0 | 90%Cut,Lim
Brazil | Solar | prm15_wcost_re8_c2p1_co2_cut90p_t1 | 0.78271 | 10.15 | 20.0889 | 20.5624 | 22.636 | 20.7506 | 18.4803 | 1 | 1 | 8 | 0 | 90%Cut,Lim
Brazil | Solar | prm15_wcost_re3_c2p1_co2_cut90p_t1 | 0.7833 | 10.697 | 21.0548 | 22.0053 | 23.3755 | 21.3465 | 18.7413 | 1 | 1 | 3 | 0 | 90%Cut,Lim
Brazil | Solar | prm15_wcost_re6_c2p1_co2_cut90p_t1 | 0.78276 | 4.8191 | 11.7153 | 13.3917 | 17.9955 | 17.9956 | 17.8581 | 1 | 1 | 6 | 0 | 90%Cut,Lim
Brazil | Solar | prm15_wcost_re4_c2p1_co2_cut90p_t1 | 0.78283 | 9.3232 | 19.2484 | 19.0136 | 22.1873 | 20.4905 | 18.6168 | 1 | 1 | 4 | 0 | 90%Cut,Lim
Brazil | Solar | prm15_wcost_re2_c2p1_co2_cut90p_t1 | 0.78278 | 8.7523 | 17.1238 | 18.6225 | 21.1469 | 19.7492 | 17.9089 | 1 | 1 | 2 | 0 | 90%Cut,Lim
Brazil | Solar | prm15_wcost_re5_c2p1_co2_cut90p_t1 | 0.78281 | 7.7357 | 16.1049 | 16.9923 | 20.3667 | 19.4636 | 18.4155 | 1 | 1 | 5 | 0 | 90%Cut,Lim
Brazil | Solar | prm15_wcost_re20_c2p1_co2_cut90p_t1 | 0.78276 | 0.65781 | 0.61758 | 0.54145 | 2.4021 | 8.8976 | 13.4804 | 1 | 1 | 20 | 1 | 90%Cut,Lim
Brazil | Solar | prm15_wcost_re7_c2p1_co2_cut90p_t1 | 0.78278 | 6.1601 | 15.0822 | 15.1744 | 19.7293 | 18.716 | 17.6325 | 1 | 1 | 7 | 0 | 90%Cut,Lim
Brazil | Solar | prm15_wcost_re1_c2p1_co2_cut90p_t1 | 0.7833 | 3.1526 | 9.4827 | 12.2176 | 16.6616 | 17.7663 | 17.7645 | 1 | 1 | 1 | 0 | 90%Cut,Lim
Brazil | BNG | prm15_wcost_re20_c2p1_co2_cut90p_t1 | 15.2206 | 9.5167 | 9.3999 | 8.1722 | 6.5606 | 4.8857 | 2.9322 | 1 | 1 | 20 | 1 | 90%Cut,Lim
Brazil | BNG | prm15_wcost_re1_c2p1_co2_cut90p_t1 | 15.2311 | 9.4635 | 8.9539 | 6.9333 | 5.9987 | 4.8555 | 3.0427 | 1 | 1 | 1 | 0 | 90%Cut,Lim
Brazil | BNG | prm15_wcost_re19_c2p1_co2_cut90p_t1 | 15.2209 | 10.9188 | 9.8857 | 7.8968 | 6.2229 | 5.125 | 11.6378 | 1 | 1 | 19 | 1 | 90%Cut,Lim
Brazil | BNG | prm15_wcost_re18_c2p1_co2_cut90p_t1 | 15.231 | 10.9603 | 9.9221 | 7.9088 | 6.2272 | 5.1686 | 13.4199 | 1 | 1 | 18 | 1 | 90%Cut,Lim
Brazil | BNG | prm15_wcost_re17_c2p1_co2_cut90p_t1 | 15.2243 | 10.5541 | 9.7463 | 8.1477 | 6.368 | 5.1194 | 5.0643 | 1 | 1 | 17 | 1 | 90%Cut,Lim
Brazil | BNG | prm15_wcost_re16_c2p1_co2_cut90p_t1 | 15.2244 | 9.7733 | 9.4654 | 8.1718 | 6.5853 | 5.1135 | 3.0112 | 1 | 1 | 16 | 1 | 90%Cut,Lim
Brazil | BNG | prm15_wcost_re15_c2p1_co2_cut90p_t1 | 15.2221 | 10.8568 | 9.9521 | 8.116 | 6.3326 | 5.1718 | 6.588 | 1 | 1 | 15 | 1 | 90%Cut,Lim
Brazil | BNG | prm15_wcost_re14_c2p1_co2_cut90p_t1 | 15.2311 | 10.8169 | 9.9442 | 8.0383 | 6.2289 | 5.1749 | 10.1334 | 1 | 1 | 14 | 1 | 90%Cut,Lim
Brazil | BNG | prm15_wcost_re13_c2p1_co2_cut90p_t1 | 15.2209 | 10.9548 | 9.8423 | 7.848 | 6.2017 | 5.1629 | 13.8401 | 1 | 1 | 13 | 1 | 90%Cut,Lim
Brazil | BNG | prm15_wcost_re2_c2p1_co2_cut90p_t1 | 15.2211 | 9.7646 | 9.0709 | 7.7741 | 6.0609 | 5.0829 | 5.076 | 1 | 1 | 2 | 0 | 90%Cut,Lim
Brazil | BNG | prm15_wcost_re3_c2p1_co2_cut90p_t1 | 15.2311 | 9.897 | 8.971 | 7.5219 | 6.1712 | 4.8959 | 13.237 | 1 | 1 | 3 | 0 | 90%Cut,Lim
Brazil | BNG | prm15_wcost_re9_c2p1_co2_cut90p_t1 | 15.2222 | 9.9413 | 8.9926 | 7.5162 | 6.1326 | 4.9335 | 10.2526 | 1 | 1 | 9 | 0 | 90%Cut,Lim
Brazil | BNG | prm15_wcost_re7_c2p1_co2_cut90p_t1 | 15.2211 | 9.6821 | 8.9324 | 6.9495 | 6.0145 | 4.8784 | 3.3545 | 1 | 1 | 7 | 0 | 90%Cut,Lim
Brazil | BNG | prm15_wcost_re6_c2p1_co2_cut90p_t1 | 15.2207 | 9.5541 | 8.942 | 6.9739 | 6.0253 | 4.8713 | 3.0523 | 1 | 1 | 6 | 0 | 90%Cut,Lim
Brazil | BNG | prm15_wcost_re5_c2p1_co2_cut90p_t1 | 15.2215 | 9.6962 | 9.0486 | 7.8201 | 6.0413 | 5.0575 | 4.0455 | 1 | 1 | 5 | 0 | 90%Cut,Lim
Brazil | BNG | prm15_wcost_re4_c2p1_co2_cut90p_t1 | 15.222 | 9.9293 | 9.015 | 7.3147 | 6.0999 | 4.9688 | 7.3146 | 1 | 1 | 4 | 0 | 90%Cut,Lim
Brazil | BNG | prm15_wcost_re8_c2p1_co2_cut90p_t1 | 15.2198 | 9.8914 | 8.9534 | 7.3854 | 6.1198 | 4.888 | 11.6104 | 1 | 1 | 8 | 0 | 90%Cut,Lim
Brazil | BNG | prm15_wcost_re12_c2p1_co2_cut90p_t1 | 15.2312 | 11.018 | 9.9899 | 8.0511 | 6.3265 | 5.1403 | 7.5803 | 1 | 1 | 12 | 1 | 90%Cut,Lim
Brazil | BNG | prm15_wcost_re11_c2p1_co2_cut90p_t1 | 15.2208 | 9.5648 | 9.4069 | 8.1754 | 6.5587 | 5.0595 | 2.9699 | 1 | 1 | 11 | 1 | 90%Cut,Lim
Brazil | BNG | prm15_wcost_re10_c2p1_co2_cut90p_t1 | 15.2312 | 9.5146 | 8.9743 | 8.0165 | 6.0109 | 4.849 | 3.0419 | 1 | 1 | 10 | 0 | 90%Cut,Lim
Brazil | Wind | prm15_wcost_re10_c2p1_co2_cut90p_t1 | 0.91294 | 10.5285 | 14.1598 | 15.6485 | 19.1319 | 27.3543 | 36.1341 | 1 | 1 | 10 | 0 | 90%Cut,Lim
Brazil | Wind | prm15_wcost_re11_c2p1_co2_cut90p_t1 | 0.91238 | 13.1297 | 22.6215 | 25.3454 | 30.6737 | 34.3158 | 39.3275 | 1 | 1 | 11 | 1 | 90%Cut,Lim
Brazil | Wind | prm15_wcost_re9_c2p1_co2_cut90p_t1 | 0.91247 | 0.75748 | 0.67132 | 3.742 | 10.9081 | 22.6751 | 27.6495 | 1 | 1 | 9 | 0 | 90%Cut,Lim
Brazil | Wind | prm15_wcost_re8_c2p1_co2_cut90p_t1 | 0.91232 | 1.1279 | 1.54 | 4.2191 | 11.1711 | 22.9098 | 26.0408 | 1 | 1 | 8 | 0 | 90%Cut,Lim
Brazil | Wind | prm15_wcost_re7_c2p1_co2_cut90p_t1 | 0.9124 | 6.3399 | 6.9781 | 9.8701 | 14.7602 | 25.2808 | 34.9054 | 1 | 1 | 7 | 0 | 90%Cut,Lim
Brazil | Wind | prm15_wcost_re6_c2p1_co2_cut90p_t1 | 0.91237 | 8.3313 | 11.033 | 12.0283 | 17.0385 | 27.0134 | 35.5093 | 1 | 1 | 6 | 0 | 90%Cut,Lim
Brazil | Wind | prm15_wcost_re12_c2p1_co2_cut90p_t1 | 0.91301 | 9.2346 | 13.3954 | 18.3224 | 20.5902 | 29.1768 | 33.5244 | 1 | 1 | 12 | 1 | 90%Cut,Lim
Brazil | Wind | prm15_wcost_re13_c2p1_co2_cut90p_t1 | 0.91239 | 4.9098 | 5.2818 | 9.566 | 14.6654 | 26.6811 | 26.9225 | 1 | 1 | 13 | 1 | 90%Cut,Lim
Brazil | Wind | prm15_wcost_re14_c2p1_co2_cut90p_t1 | 0.913 | 8.3959 | 11.2397 | 15.2031 | 18.6487 | 28.2838 | 31.0346 | 1 | 1 | 14 | 1 | 90%Cut,Lim
Brazil | Wind | prm15_wcost_re15_c2p1_co2_cut90p_t1 | 0.91246 | 9.7524 | 15.5969 | 19.8287 | 22.5079 | 29.9803 | 34.8458 | 1 | 1 | 15 | 1 | 90%Cut,Lim
Brazil | Wind | prm15_wcost_re16_c2p1_co2_cut90p_t1 | 0.88921 | 12.5924 | 21.2041 | 24.4337 | 27.9176 | 32.8533 | 40.4428 | 1 | 1 | 16 | 1 | 90%Cut,Lim
Brazil | Wind | prm15_wcost_re17_c2p1_co2_cut90p_t1 | 0.88744 | 10.9818 | 17.1323 | 21.2761 | 23.6648 | 31.9808 | 37.0496 | 1 | 1 | 17 | 1 | 90%Cut,Lim
Brazil | Wind | prm15_wcost_re18_c2p1_co2_cut90p_t1 | 0.90709 | 6.8657 | 7.9771 | 10.8427 | 16.6875 | 27.4992 | 27.5281 | 1 | 1 | 18 | 1 | 90%Cut,Lim
Brazil | Wind | prm15_wcost_re1_c2p1_co2_cut90p_t1 | 0.913 | 10.4364 | 13.4498 | 13.8329 | 18.7006 | 27.4598 | 35.8692 | 1 | 1 | 1 | 0 | 90%Cut,Lim
Brazil | Wind | prm15_wcost_re20_c2p1_co2_cut90p_t1 | 0.91237 | 13.2855 | 22.8294 | 25.5504 | 31.7923 | 36.097 | 42.0214 | 1 | 1 | 20 | 1 | 90%Cut,Lim
Brazil | Wind | prm15_wcost_re2_c2p1_co2_cut90p_t1 | 0.9124 | 3.0722 | 4.7299 | 6.9202 | 12.9455 | 23.268 | 32.5843 | 1 | 1 | 2 | 0 | 90%Cut,Lim
Brazil | Wind | prm15_wcost_re3_c2p1_co2_cut90p_t1 | 0.913 | 0.76009 | 0.6691 | 3.026 | 10.3139 | 22.3654 | 24.6435 | 1 | 1 | 3 | 0 | 90%Cut,Lim
Brazil | Wind | prm15_wcost_re4_c2p1_co2_cut90p_t1 | 0.91245 | 2.0211 | 2.639 | 5.5243 | 11.6388 | 22.86 | 29.8814 | 1 | 1 | 4 | 0 | 90%Cut,Lim
Brazil | Wind | prm15_wcost_re5_c2p1_co2_cut90p_t1 | 0.91243 | 4.6352 | 6.2572 | 9.1988 | 13.7776 | 23.6941 | 33.2118 | 1 | 1 | 5 | 0 | 90%Cut,Lim
Brazil | Wind | prm15_wcost_re19_c2p1_co2_cut90p_t1 | 0.91239 | 5.546 | 5.9172 | 10.6264 | 16.2488 | 26.7735 | 29.5354 | 1 | 1 | 19 | 1 | 90%Cut,Lim
Brazil | Solar | prm15_wcost_re18_c2p1_co2_cut90p_t1 | 0.78329 | 1.3869 | 11.0229 | 14.4612 | 16.3609 | 15.7168 | 15.0332 | 1 | 1 | 18 | 1 | 90%Cut,Lim
Brazil | Hydro | prm15_wcost_re5_c2p1_co2_cut90p_t1 | 71.2261 | 68.4427 | 60.5699 | 58.6113 | 55.1661 | 49.4746 | 43.3039 | 1 | 1 | 5 | 0 | 90%Cut,Lim
Brazil | Hydro | prm15_wcost_re4_c2p1_co2_cut90p_t1 | 71.2252 | 68.6147 | 60.5366 | 60.6234 | 55.1342 | 49.3826 | 42.9939 | 1 | 1 | 4 | 0 | 90%Cut,Lim
Brazil | Hydro | prm15_wcost_re2_c2p1_co2_cut90p_t1 | 71.2268 | 68.6113 | 60.7959 | 58.9163 | 55.1143 | 49.4413 | 43.3083 | 1 | 1 | 2 | 0 | 90%Cut,Lim
Brazil | Hydro | prm15_wcost_re3_c2p1_co2_cut90p_t1 | 71.208 | 68.3357 | 60.5204 | 59.4273 | 54.7449 | 48.7003 | 42.6407 | 1 | 1 | 3 | 0 | 90%Cut,Lim
Brazil | Hydro | prm15_wcost_re6_c2p1_co2_cut90p_t1 | 71.2277 | 68.5257 | 61.0119 | 61.3491 | 54.9436 | 48.2341 | 42.8529 | 1 | 1 | 6 | 0 | 90%Cut,Lim
Brazil | Hydro | prm15_wcost_re9_c2p1_co2_cut90p_t1 | 71.2248 | 68.6799 | 60.5124 | 59.7851 | 54.7876 | 48.7861 | 42.8021 | 1 | 1 | 9 | 0 | 90%Cut,Lim
Brazil | Hydro | prm15_wcost_re8_c2p1_co2_cut90p_t1 | 71.2294 | 68.6229 | 60.7698 | 60.0846 | 54.9775 | 48.9911 | 43.0262 | 1 | 1 | 8 | 0 | 90%Cut,Lim
Brazil | Hydro | prm15_wcost_re7_c2p1_co2_cut90p_t1 | 71.2268 | 68.5611 | 61.1808 | 61.6665 | 55.183 | 49.4332 | 43.1652 | 1 | 1 | 7 | 0 | 90%Cut,Lim
Brazil | Hydro | prm15_wcost_re20_c2p1_co2_cut90p_t1 | 71.2279 | 68.4721 | 60.4417 | 58.7835 | 55.1043 | 48.037 | 41.0105 | 1 | 1 | 20 | 1 | 90%Cut,Lim
Brazil | Hydro | prm15_wcost_re15_c2p1_co2_cut90p_t1 | 71.2249 | 68.6913 | 60.942 | 58.6235 | 55.324 | 49.254 | 42.9879 | 1 | 1 | 15 | 1 | 90%Cut,Lim
Brazil | Hydro | prm15_wcost_re14_c2p1_co2_cut90p_t1 | 71.2079 | 69.6777 | 61.3434 | 58.8501 | 55.5516 | 49.4171 | 43.2413 | 1 | 1 | 14 | 1 | 90%Cut,Lim
Brazil | Hydro | prm15_wcost_re13_c2p1_co2_cut90p_t1 | 71.2272 | 69.7537 | 61.4065 | 58.2507 | 55.8257 | 49.5517 | 43.2547 | 1 | 1 | 13 | 1 | 90%Cut,Lim
Brazil | Hydro | prm15_wcost_re12_c2p1_co2_cut90p_t1 | 71.2077 | 68.7887 | 61.3419 | 58.5376 | 55.3419 | 49.3828 | 43.1898 | 1 | 1 | 12 | 1 | 90%Cut,Lim
Brazil | Hydro | prm15_wcost_re1_c2p1_co2_cut90p_t1 | 71.2079 | 68.5125 | 61.1325 | 60.9378 | 54.9467 | 48.0463 | 42.7219 | 1 | 1 | 1 | 0 | 90%Cut,Lim
Brazil | Hydro | prm15_wcost_re19_c2p1_co2_cut90p_t1 | 71.2273 | 69.7169 | 61.4737 | 58.2862 | 55.4676 | 49.4245 | 43.3797 | 1 | 1 | 19 | 1 | 90%Cut,Lim
Brazil | Hydro | prm15_wcost_re18_c2p1_co2_cut90p_t1 | 71.2141 | 69.7246 | 61.467 | 58.8323 | 55.5463 | 49.3556 | 43.3116 | 1 | 1 | 18 | 1 | 90%Cut,Lim
Brazil | Hydro | prm15_wcost_re17_c2p1_co2_cut90p_t1 | 71.2783 | 68.3686 | 61.0916 | 58.6927 | 54.8299 | 48.098 | 43.0707 | 1 | 1 | 17 | 1 | 90%Cut,Lim
Brazil | Hydro | prm15_wcost_re16_c2p1_co2_cut90p_t1 | 71.2623 | 68.5199 | 60.3388 | 58.6618 | 54.9059 | 47.8251 | 42.2076 | 1 | 1 | 16 | 1 | 90%Cut,Lim
Brazil | Hydro | prm15_wcost_re11_c2p1_co2_cut90p_t1 | 71.2274 | 68.3904 | 60.4334 | 58.821 | 54.985 | 48.2222 | 42.7761 | 1 | 1 | 11 | 1 | 90%Cut,Lim
Brazil | Fossil | prm15_wcost_re11_c2p1_co2_cut90p_t1 | 11.8566 | 8.2587 | 6.8034 | 7.0191 | 4.3698 | 2.2079 | 0.63228 | 1 | 1 | 11 | 1 | 90%Cut,Lim
Brazil | Solar | prm15_wcost_re10_c2p1_co2_cut90p_t1 | 0.7833 | 3.067 | 8.7946 | 10.0466 | 16.0456 | 17.4344 | 17.5049 | 1 | 1 | 10 | 0 | 90%Cut,Lim
Brazil | Fossil | prm15_wcost_re4_c2p1_co2_cut90p_t1 | 11.8575 | 10.1116 | 8.5609 | 7.524 | 4.9398 | 2.2981 | 1.1933 | 1 | 1 | 4 | 0 | 90%Cut,Lim
Brazil | Fossil | prm15_wcost_re16_c2p1_co2_cut90p_t1 | 11.8594 | 8.4813 | 7.047 | 6.9663 | 4.6797 | 2.2545 | 0.74702 | 1 | 1 | 16 | 1 | 90%Cut,Lim
Brazil | Solar | prm15_wcost_re11_c2p1_co2_cut90p_t1 | 0.78277 | 0.65629 | 0.73484 | 0.63904 | 3.4127 | 10.1947 | 14.2943 | 1 | 1 | 11 | 1 | 90%Cut,Lim
Brazil | Fossil | prm15_wcost_re5_c2p1_co2_cut90p_t1 | 11.8572 | 9.4902 | 8.0194 | 7.3776 | 4.6484 | 2.3102 | 1.0233 | 1 | 1 | 5 | 0 | 90%Cut,Lim
Brazil | Fossil | prm15_wcost_re15_c2p1_co2_cut90p_t1 | 11.8576 | 10.041 | 8.4999 | 7.3156 | 4.5526 | 2.1796 | 0.98501 | 1 | 1 | 15 | 1 | 90%Cut,Lim
Brazil | Solar | prm15_wcost_re12_c2p1_co2_cut90p_t1 | 0.7833 | 0.65486 | 6.4768 | 7.6552 | 13.1276 | 14.0474 | 14.738 | 1 | 1 | 12 | 1 | 90%Cut,Lim
Brazil | Fossil | prm15_wcost_re6_c2p1_co2_cut90p_t1 | 11.8565 | 8.7697 | 7.2978 | 6.2569 | 3.9971 | 1.8855 | 0.72749 | 1 | 1 | 6 | 0 | 90%Cut,Lim
Brazil | Solar | prm15_wcost_re13_c2p1_co2_cut90p_t1 | 0.78277 | 2.7545 | 13.2694 | 16.1337 | 17.8357 | 16.1409 | 15.2415 | 1 | 1 | 13 | 1 | 90%Cut,Lim
Brazil | Fossil | prm15_wcost_re14_c2p1_co2_cut90p_t1 | 11.8646 | 10.4513 | 9.0142 | 7.7197 | 4.7436 | 2.3365 | 0.96086 | 1 | 1 | 14 | 1 | 90%Cut,Lim
Brazil | Solar | prm15_wcost_re14_c2p1_co2_cut90p_t1 | 0.7833 | 0.65822 | 8.4585 | 10.1889 | 14.8272 | 14.7876 | 14.6298 | 1 | 1 | 14 | 1 | 90%Cut,Lim
Brazil | Fossil | prm15_wcost_re1_c2p1_co2_cut90p_t1 | 11.8647 | 8.435 | 6.9812 | 6.0785 | 3.6925 | 1.8721 | 0.60174 | 1 | 1 | 1 | 0 | 90%Cut,Lim
Brazil | Fossil | prm15_wcost_re19_c2p1_co2_cut90p_t1 | 11.8567 | 11.5145 | 10.1203 | 8.2371 | 5.2509 | 2.5699 | 0.81202 | 1 | 1 | 19 | 1 | 90%Cut,Lim
Brazil | Fossil | prm15_wcost_re20_c2p1_co2_cut90p_t1 | 11.8564 | 8.0679 | 6.7115 | 6.9524 | 4.1406 | 2.0826 | 0.55547 | 1 | 1 | 20 | 1 | 90%Cut,Lim
Brazil | Fossil | prm15_wcost_re18_c2p1_co2_cut90p_t1 | 11.8645 | 11.0626 | 9.6108 | 7.955 | 5.1781 | 2.2598 | 0.70727 | 1 | 1 | 18 | 1 | 90%Cut,Lim
Brazil | Fossil | prm15_wcost_re2_c2p1_co2_cut90p_t1 | 11.8569 | 9.7995 | 8.2795 | 7.7669 | 4.7324 | 2.4586 | 1.1225 | 1 | 1 | 2 | 0 | 90%Cut,Lim
Brazil | Fossil | prm15_wcost_re17_c2p1_co2_cut90p_t1 | 11.8593 | 9.4538 | 7.9526 | 7.1522 | 4.5234 | 2.187 | 0.87408 | 1 | 1 | 17 | 1 | 90%Cut,Lim
Brazil | Fossil | prm15_wcost_re3_c2p1_co2_cut90p_t1 | 11.8646 | 10.3102 | 8.7848 | 8.0195 | 5.3946 | 2.6919 | 0.73748 | 1 | 1 | 3 | 0 | 90%Cut,Lim
Brazil | Fossil | prm15_wcost_re7_c2p1_co2_cut90p_t1 | 11.8569 | 9.2568 | 7.8265 | 6.3395 | 4.3131 | 1.6916 | 0.94253 | 1 | 1 | 7 | 0 | 90%Cut,Lim
Brazil | Fossil | prm15_wcost_re8_c2p1_co2_cut90p_t1 | 11.8558 | 10.2079 | 8.6479 | 7.7485 | 5.0955 | 2.4605 | 0.84234 | 1 | 1 | 8 | 0 | 90%Cut,Lim
Brazil | Solar | prm15_wcost_re15_c2p1_co2_cut90p_t1 | 0.78284 | 0.65841 | 5.009 | 6.1162 | 11.2829 | 13.4143 | 14.5933 | 1 | 1 | 15 | 1 | 90%Cut,Lim
Brazil | Solar | prm15_wcost_re17_c2p1_co2_cut90p_t1 | 0.75071 | 0.64169 | 4.0773 | 4.7313 | 10.6139 | 12.6148 | 13.9414 | 1 | 1 | 17 | 1 | 90%Cut,Lim
Brazil | Fossil | prm15_wcost_re12_c2p1_co2_cut90p_t1 | 11.8647 | 10.3038 | 8.796 | 7.4338 | 4.6138 | 2.2527 | 0.96756 | 1 | 1 | 12 | 1 | 90%Cut,Lim
Brazil | Fossil | prm15_wcost_re9_c2p1_co2_cut90p_t1 | 11.8577 | 10.3855 | 8.8747 | 8.0388 | 5.1052 | 2.4975 | 0.88405 | 1 | 1 | 9 | 0 | 90%Cut,Lim
Brazil | Solar | prm15_wcost_re16_c2p1_co2_cut90p_t1 | 0.76472 | 0.63315 | 1.9448 | 1.7664 | 5.9115 | 11.9536 | 13.5914 | 1 | 1 | 16 | 1 | 90%Cut,Lim
Brazil | Fossil | prm15_wcost_re13_c2p1_co2_cut90p_t1 | 11.8567 | 11.6273 | 10.2 | 8.2016 | 5.4716 | 2.4634 | 0.74118 | 1 | 1 | 13 | 1 | 90%Cut,Lim
Brazil | Hydro | prm15_wcost_re10_c2p1_co2_cut90p_t1 | 71.2079 | 68.4332 | 61.115 | 58.9557 | 55.1728 | 48.3044 | 42.7838 | 1 | 1 | 10 | 0 | 90%Cut,Lim
Brazil | Wind | prm15_wcost_re5_c2p1_co2_cut90p_tn | 0.95119 | 3.3458 | 5.7366 | 7.6192 | 11.0153 | 22.4156 | 32.102 | 1 | 0 | 5 | 0 | 90%Cut,Full
Brazil | Wind | prm15_wcost_re4_c2p1_co2_cut90p_tn | 0.95119 | 1.9314 | 2.7502 | 4.9901 | 9.7668 | 20.9938 | 31.2779 | 1 | 0 | 4 | 0 | 90%Cut,Full
Brazil | Wind | prm15_wcost_re3_c2p1_co2_cut90p_tn | 0.95119 | 0.79327 | 0.68641 | 1.5848 | 7.7284 | 18.2073 | 26.229 | 1 | 0 | 3 | 0 | 90%Cut,Full
Brazil | Wind | prm15_wcost_re8_c2p1_co2_cut90p_tn | 0.95119 | 0.80925 | 1.4278 | 2.3277 | 8.3762 | 18.7478 | 28.7022 | 1 | 0 | 8 | 0 | 90%Cut,Full
Brazil | Wind | prm15_wcost_re9_c2p1_co2_cut90p_tn | 0.95119 | 0.7782 | 0.67667 | 1.8873 | 8.1961 | 18.6301 | 31.5452 | 1 | 0 | 9 | 0 | 90%Cut,Full
Brazil | Wind | prm15_wcost_re6_c2p1_co2_cut90p_tn | 0.95119 | 8.6875 | 10.7263 | 12.082 | 13.9501 | 24.9265 | 32.6504 | 1 | 0 | 6 | 0 | 90%Cut,Full
Brazil | Wind | prm15_wcost_re7_c2p1_co2_cut90p_tn | 0.95119 | 4.9569 | 6.7438 | 8.7621 | 12.0366 | 23.4685 | 32.4153 | 1 | 0 | 7 | 0 | 90%Cut,Full
Brazil | Hydro | prm15_wcost_re10_c2p1_co2_cut90p_tn | 73.7214 | 71.7582 | 63.5744 | 61.6357 | 55.5309 | 48.6372 | 43.4207 | 1 | 0 | 10 | 0 | 90%Cut,Full
Brazil | Hydro | prm15_wcost_re17_c2p1_co2_cut90p_tn | 73.7108 | 72.0043 | 62.9846 | 62.0158 | 55.7472 | 49.6915 | 44.4587 | 1 | 0 | 17 | 1 | 90%Cut,Full
Brazil | BNG | prm15_wcost_re16_c2p1_co2_cut90p_tn | 13.3656 | 9.6328 | 9.6142 | 8.671 | 6.9633 | 5.4357 | 4.0882 | 1 | 0 | 16 | 1 | 90%Cut,Full
Brazil | Hydro | prm15_wcost_re18_c2p1_co2_cut90p_tn | 73.7108 | 72.3634 | 63.4592 | 61.2401 | 56.0363 | 50.9659 | 44.2134 | 1 | 0 | 18 | 1 | 90%Cut,Full
Brazil | BNG | prm15_wcost_re17_c2p1_co2_cut90p_tn | 13.3656 | 10.0681 | 10.111 | 7.9532 | 6.9583 | 5.5212 | 4.0663 | 1 | 0 | 17 | 1 | 90%Cut,Full
Brazil | Hydro | prm15_wcost_re19_c2p1_co2_cut90p_tn | 73.7108 | 72.368 | 63.6488 | 61.6352 | 56.0059 | 51.0047 | 44.4236 | 1 | 0 | 19 | 1 | 90%Cut,Full
Brazil | Hydro | prm15_wcost_re20_c2p1_co2_cut90p_tn | 73.7108 | 71.6455 | 63.1661 | 60.1479 | 55.3927 | 48.9405 | 43.4417 | 1 | 0 | 20 | 1 | 90%Cut,Full
Brazil | BNG | prm15_wcost_re19_c2p1_co2_cut90p_tn | 13.3656 | 11.2706 | 10.2356 | 8.0402 | 6.6529 | 5.5565 | 7.6386 | 1 | 0 | 19 | 1 | 90%Cut,Full
Brazil | Hydro | prm15_wcost_re1_c2p1_co2_cut90p_tn | 73.7214 | 71.7124 | 63.4996 | 61.6627 | 55.5711 | 48.5706 | 44.1535 | 1 | 0 | 1 | 0 | 90%Cut,Full
Brazil | BNG | prm15_wcost_re18_c2p1_co2_cut90p_tn | 13.3656 | 11.1277 | 10.3403 | 7.9953 | 6.6366 | 5.5714 | 9.6912 | 1 | 0 | 18 | 1 | 90%Cut,Full
Brazil | Wind | prm15_wcost_re2_c2p1_co2_cut90p_tn | 0.95119 | 3.0452 | 4.1707 | 5.9629 | 10.2486 | 21.9059 | 31.4772 | 1 | 0 | 2 | 0 | 90%Cut,Full
Brazil | BNG | prm15_wcost_re15_c2p1_co2_cut90p_tn | 13.3656 | 10.1215 | 10.1127 | 7.9438 | 6.9617 | 5.5033 | 4.1947 | 1 | 0 | 15 | 1 | 90%Cut,Full
Brazil | Hydro | prm15_wcost_re16_c2p1_co2_cut90p_tn | 73.7108 | 71.7692 | 63.0204 | 59.8002 | 55.8016 | 49.5901 | 44.398 | 1 | 0 | 16 | 1 | 90%Cut,Full
Brazil | Hydro | prm15_wcost_re12_c2p1_co2_cut90p_tn | 73.7108 | 72.0094 | 63.2854 | 61.8986 | 56.0004 | 49.9069 | 44.8119 | 1 | 0 | 12 | 1 | 90%Cut,Full
Brazil | BNG | prm15_wcost_re11_c2p1_co2_cut90p_tn | 13.3656 | 9.2204 | 9.5449 | 8.5541 | 6.9434 | 5.3491 | 4.0001 | 1 | 0 | 11 | 1 | 90%Cut,Full
Brazil | BNG | prm15_wcost_re10_c2p1_co2_cut90p_tn | 13.3615 | 9.2575 | 9.4103 | 7.725 | 6.5236 | 5.3722 | 3.8565 | 1 | 0 | 10 | 0 | 90%Cut,Full
Brazil | Hydro | prm15_wcost_re11_c2p1_co2_cut90p_tn | 73.7108 | 71.7423 | 63.0489 | 60.3369 | 55.7114 | 49.2817 | 44.3798 | 1 | 0 | 11 | 1 | 90%Cut,Full
Brazil | BNG | prm15_wcost_re12_c2p1_co2_cut90p_tn | 13.3656 | 10.3863 | 10.1927 | 8.0634 | 6.8513 | 5.4994 | 4.2021 | 1 | 0 | 12 | 1 | 90%Cut,Full
Brazil | BNG | prm15_wcost_re14_c2p1_co2_cut90p_tn | 13.3656 | 10.7593 | 10.3241 | 8.0079 | 6.713 | 5.5231 | 4.947 | 1 | 0 | 14 | 1 | 90%Cut,Full
Brazil | Hydro | prm15_wcost_re15_c2p1_co2_cut90p_tn | 73.7108 | 71.9964 | 63.0192 | 62.0427 | 55.7579 | 49.7273 | 44.7777 | 1 | 0 | 15 | 1 | 90%Cut,Full
Brazil | Hydro | prm15_wcost_re13_c2p1_co2_cut90p_tn | 73.7108 | 72.8418 | 63.7744 | 61.6672 | 56.305 | 51.3221 | 45.0558 | 1 | 0 | 13 | 1 | 90%Cut,Full
Brazil | BNG | prm15_wcost_re13_c2p1_co2_cut90p_tn | 13.3656 | 11.24 | 10.3073 | 8.0188 | 6.6039 | 5.5434 | 10.8857 | 1 | 0 | 13 | 1 | 90%Cut,Full
Brazil | Hydro | prm15_wcost_re14_c2p1_co2_cut90p_tn | 73.7108 | 72.1354 | 63.3601 | 62.1609 | 56.0792 | 50.3679 | 44.9877 | 1 | 0 | 14 | 1 | 90%Cut,Full
Brazil | BNG | prm15_wcost_re1_c2p1_co2_cut90p_tn | 13.3615 | 9.3416 | 9.4148 | 7.6749 | 6.4574 | 5.4027 | 3.8237 | 1 | 0 | 1 | 0 | 90%Cut,Full
Brazil | Hydro | prm15_wcost_re2_c2p1_co2_cut90p_tn | 73.7214 | 71.7954 | 63.5733 | 62.0296 | 55.8815 | 49.565 | 44.5689 | 1 | 0 | 2 | 0 | 90%Cut,Full
Brazil | Hydro | prm15_wcost_re8_c2p1_co2_cut90p_tn | 73.7214 | 70.9114 | 63.4671 | 60.5968 | 55.9884 | 50.4305 | 44.6863 | 1 | 0 | 8 | 0 | 90%Cut,Full
Brazil | BNG | prm15_wcost_re7_c2p1_co2_cut90p_tn | 13.3615 | 9.879 | 9.4042 | 7.5155 | 6.386 | 5.4138 | 3.9043 | 1 | 0 | 7 | 0 | 90%Cut,Full
Brazil | Hydro | prm15_wcost_re9_c2p1_co2_cut90p_tn | 73.7214 | 71.8834 | 63.5897 | 60.6237 | 56.093 | 50.5101 | 44.5985 | 1 | 0 | 9 | 0 | 90%Cut,Full
Brazil | BNG | prm15_wcost_re8_c2p1_co2_cut90p_tn | 13.3615 | 10.4605 | 9.4718 | 7.8351 | 6.3934 | 5.4468 | 6.5113 | 1 | 0 | 8 | 0 | 90%Cut,Full
Brazil | BNG | prm15_wcost_re6_c2p1_co2_cut90p_tn | 13.3615 | 9.4089 | 9.4102 | 7.6599 | 6.458 | 5.4069 | 4.0111 | 1 | 0 | 6 | 0 | 90%Cut,Full
Brazil | BNG | prm15_wcost_re9_c2p1_co2_cut90p_tn | 13.3615 | 10.3325 | 9.4045 | 7.7913 | 6.4052 | 5.494 | 4.2006 | 1 | 0 | 9 | 0 | 90%Cut,Full
Brazil | Hydro | prm15_wcost_re4_c2p1_co2_cut90p_tn | 73.7214 | 70.9561 | 63.5333 | 62.2031 | 55.8734 | 49.4401 | 44.5986 | 1 | 0 | 4 | 0 | 90%Cut,Full
Brazil | BNG | prm15_wcost_re2_c2p1_co2_cut90p_tn | 13.3615 | 10.2175 | 9.4843 | 7.6827 | 6.4094 | 5.4478 | 4.0303 | 1 | 0 | 2 | 0 | 90%Cut,Full
Brazil | Hydro | prm15_wcost_re3_c2p1_co2_cut90p_tn | 73.7214 | 71.9707 | 63.5952 | 60.5844 | 56.3853 | 50.738 | 44.9593 | 1 | 0 | 3 | 0 | 90%Cut,Full
Brazil | BNG | prm15_wcost_re20_c2p1_co2_cut90p_tn | 13.3656 | 9.2821 | 9.5697 | 8.5231 | 6.9562 | 5.296 | 3.5733 | 1 | 0 | 20 | 1 | 90%Cut,Full
Brazil | BNG | prm15_wcost_re3_c2p1_co2_cut90p_tn | 13.3615 | 10.3594 | 9.3606 | 7.7821 | 6.352 | 5.4955 | 9.3663 | 1 | 0 | 3 | 0 | 90%Cut,Full
Brazil | Hydro | prm15_wcost_re7_c2p1_co2_cut90p_tn | 73.7214 | 71.4886 | 63.5888 | 61.7925 | 55.6454 | 49.1742 | 44.3893 | 1 | 0 | 7 | 0 | 90%Cut,Full
Brazil | BNG | prm15_wcost_re5_c2p1_co2_cut90p_tn | 13.3615 | 10.177 | 9.4062 | 7.5225 | 6.3906 | 5.4406 | 3.9826 | 1 | 0 | 5 | 0 | 90%Cut,Full
Brazil | Hydro | prm15_wcost_re6_c2p1_co2_cut90p_tn | 73.7214 | 71.8175 | 63.6362 | 61.9576 | 55.5172 | 48.7285 | 44.2879 | 1 | 0 | 6 | 0 | 90%Cut,Full
Brazil | BNG | prm15_wcost_re4_c2p1_co2_cut90p_tn | 13.3615 | 10.3049 | 9.4169 | 7.6948 | 6.4002 | 5.4316 | 4.0652 | 1 | 0 | 4 | 0 | 90%Cut,Full
Brazil | Hydro | prm15_wcost_re5_c2p1_co2_cut90p_tn | 73.7214 | 71.7337 | 63.5991 | 61.7875 | 55.7536 | 49.4512 | 44.4497 | 1 | 0 | 5 | 0 | 90%Cut,Full
Brazil | Solar | prm15_wcost_re18_c2p1_co2_cut90p_tn | 0.81855 | 0.66514 | 8.6129 | 11.3966 | 16.8222 | 17.114 | 15.226 | 1 | 0 | 18 | 1 | 90%Cut,Full
Brazil | Fossil | prm15_wcost_re9_c2p1_co2_cut90p_tn | 11.1476 | 10.4119 | 8.9691 | 8.245 | 6.4352 | 3.6357 | 0.87302 | 1 | 0 | 9 | 0 | 90%Cut,Full
Brazil | Fossil | prm15_wcost_re6_c2p1_co2_cut90p_tn | 11.1476 | 8.0037 | 7.6384 | 7.8499 | 5.5726 | 2.4124 | 0.79688 | 1 | 0 | 6 | 0 | 90%Cut,Full
Brazil | Fossil | prm15_wcost_re8_c2p1_co2_cut90p_tn | 11.1476 | 10.1805 | 8.8686 | 8.2018 | 6.4297 | 3.6278 | 0.78459 | 1 | 0 | 8 | 0 | 90%Cut,Full
Brazil | Fossil | prm15_wcost_re7_c2p1_co2_cut90p_tn | 11.1476 | 9.0496 | 8.2087 | 7.821 | 5.6823 | 2.6235 | 0.72223 | 1 | 0 | 7 | 0 | 90%Cut,Full
Brazil | Solar | prm15_wcost_re6_c2p1_co2_cut90p_tn | 0.8183 | 2.0824 | 8.5889 | 10.4506 | 18.5021 | 18.5258 | 18.2537 | 1 | 0 | 6 | 0 | 90%Cut,Full
Brazil | Fossil | prm15_wcost_re15_c2p1_co2_cut90p_tn | 11.151 | 8.9994 | 7.778 | 7.958 | 6.2223 | 2.4199 | 1.1461 | 1 | 0 | 15 | 1 | 90%Cut,Full
Brazil | Solar | prm15_wcost_re7_c2p1_co2_cut90p_tn | 0.8183 | 4.6259 | 12.0544 | 14.1089 | 20.2497 | 19.32 | 18.5688 | 1 | 0 | 7 | 0 | 90%Cut,Full
Brazil | Solar | prm15_wcost_re11_c2p1_co2_cut90p_tn | 0.81855 | 0.67506 | 0.58916 | 0.50237 | 3.157 | 10.257 | 13.4995 | 1 | 0 | 11 | 1 | 90%Cut,Full
Brazil | Solar | prm15_wcost_re8_c2p1_co2_cut90p_tn | 0.8183 | 7.6384 | 16.7647 | 21.0387 | 22.8122 | 21.7472 | 19.3157 | 1 | 0 | 8 | 0 | 90%Cut,Full
Brazil | Solar | prm15_wcost_re10_c2p1_co2_cut90p_tn | 0.8183 | 1.3205 | 5.8883 | 8.7077 | 14.9296 | 17.5572 | 17.6414 | 1 | 0 | 10 | 0 | 90%Cut,Full
Brazil | Solar | prm15_wcost_re12_c2p1_co2_cut90p_tn | 0.81855 | 0.69495 | 5.0507 | 6.4198 | 12.2698 | 15.0632 | 15.9298 | 1 | 0 | 12 | 1 | 90%Cut,Full
Brazil | Solar | prm15_wcost_re9_c2p1_co2_cut90p_tn | 0.8183 | 6.594 | 17.36 | 21.4527 | 22.8705 | 21.73 | 18.7826 | 1 | 0 | 9 | 0 | 90%Cut,Full
Brazil | Fossil | prm15_wcost_re16_c2p1_co2_cut90p_tn | 11.151 | 8.2521 | 6.9055 | 8.4486 | 5.985 | 2.38 | 1.0233 | 1 | 0 | 16 | 1 | 90%Cut,Full
Brazil | Fossil | prm15_wcost_re17_c2p1_co2_cut90p_tn | 11.151 | 8.9311 | 7.6259 | 7.8892 | 6.0435 | 2.4324 | 1.0304 | 1 | 0 | 17 | 1 | 90%Cut,Full
Brazil | Fossil | prm15_wcost_re14_c2p1_co2_cut90p_tn | 11.151 | 10.2603 | 8.7798 | 8.6882 | 6.2267 | 2.7988 | 1.1663 | 1 | 0 | 14 | 1 | 90%Cut,Full
Brazil | Fossil | prm15_wcost_re11_c2p1_co2_cut90p_tn | 11.151 | 7.661 | 6.722 | 7.5565 | 5.8218 | 2.3929 | 0.91649 | 1 | 0 | 11 | 1 | 90%Cut,Full
Brazil | Fossil | prm15_wcost_re10_c2p1_co2_cut90p_tn | 11.1476 | 7.7231 | 7.4192 | 8.0413 | 5.0161 | 2.3928 | 0.57428 | 1 | 0 | 10 | 0 | 90%Cut,Full
Brazil | Solar | prm15_wcost_re17_c2p1_co2_cut90p_tn | 0.81855 | 0.69451 | 3.3625 | 3.7689 | 9.0249 | 13.9082 | 15.161 | 1 | 0 | 17 | 1 | 90%Cut,Full
Brazil | Solar | prm15_wcost_re19_c2p1_co2_cut90p_tn | 0.81855 | 0.69449 | 10.3203 | 11.472 | 17.1252 | 17.0387 | 15.231 | 1 | 0 | 19 | 1 | 90%Cut,Full
Brazil | Solar | prm15_wcost_re16_c2p1_co2_cut90p_tn | 0.81855 | 0.69434 | 0.79303 | 0.74863 | 5.3874 | 12.5984 | 14.4519 | 1 | 0 | 16 | 1 | 90%Cut,Full
Brazil | Solar | prm15_wcost_re1_c2p1_co2_cut90p_tn | 0.8183 | 1.7328 | 6.332 | 9.1883 | 16.0989 | 17.7602 | 17.9573 | 1 | 0 | 1 | 0 | 90%Cut,Full
Brazil | Fossil | prm15_wcost_re12_c2p1_co2_cut90p_tn | 11.151 | 9.5761 | 8.1751 | 8.5384 | 6.2475 | 2.5782 | 1.2104 | 1 | 0 | 12 | 1 | 90%Cut,Full
Brazil | Solar | prm15_wcost_re5_c2p1_co2_cut90p_tn | 0.8183 | 4.9854 | 12.9302 | 14.9847 | 20.9038 | 19.8841 | 18.6999 | 1 | 0 | 5 | 0 | 90%Cut,Full
Brazil | Solar | prm15_wcost_re20_c2p1_co2_cut90p_tn | 0.81855 | 0.67112 | 0.59401 | 0.50946 | 2.5134 | 8.868 | 12.8534 | 1 | 0 | 20 | 1 | 90%Cut,Full
Brazil | Solar | prm15_wcost_re2_c2p1_co2_cut90p_tn | 0.8183 | 5.0878 | 14.1626 | 15.7837 | 21.4576 | 20.1297 | 19.0626 | 1 | 0 | 2 | 0 | 90%Cut,Full
Brazil | Fossil | prm15_wcost_re13_c2p1_co2_cut90p_tn | 11.151 | 11.2554 | 9.9528 | 9.5602 | 6.703 | 3.7126 | 0.77862 | 1 | 0 | 13 | 1 | 90%Cut,Full
Brazil | Solar | prm15_wcost_re14_c2p1_co2_cut90p_tn | 0.81855 | 0.69547 | 6.061 | 8.9216 | 14.3173 | 15.6321 | 15.9107 | 1 | 0 | 14 | 1 | 90%Cut,Full
Brazil | Solar | prm15_wcost_re3_c2p1_co2_cut90p_tn | 0.8183 | 6.4474 | 17.4462 | 21.6856 | 23.0215 | 21.8812 | 18.6862 | 1 | 0 | 3 | 0 | 90%Cut,Full
Brazil | Solar | prm15_wcost_re4_c2p1_co2_cut90p_tn | 0.8183 | 7.0448 | 15.5559 | 16.7645 | 21.916 | 20.8286 | 19.1922 | 1 | 0 | 4 | 0 | 90%Cut,Full
Brazil | Solar | prm15_wcost_re13_c2p1_co2_cut90p_tn | 0.81855 | 0.83984 | 10.49 | 13.0223 | 18.3113 | 17.7775 | 15.9447 | 1 | 0 | 13 | 1 | 90%Cut,Full
Brazil | Solar | prm15_wcost_re15_c2p1_co2_cut90p_tn | 0.81855 | 0.69462 | 4.1907 | 4.6755 | 9.8559 | 14.3011 | 15.5356 | 1 | 0 | 15 | 1 | 90%Cut,Full
Brazil | Fossil | prm15_wcost_re5_c2p1_co2_cut90p_tn | 11.1476 | 9.758 | 8.3279 | 8.0862 | 5.9367 | 2.8084 | 0.76582 | 1 | 0 | 5 | 0 | 90%Cut,Full
Brazil | Fossil | prm15_wcost_re2_c2p1_co2_cut90p_tn | 11.1476 | 9.8541 | 8.6091 | 8.5411 | 6.003 | 2.9516 | 0.86107 | 1 | 0 | 2 | 0 | 90%Cut,Full
Brazil | Fossil | prm15_wcost_re3_c2p1_co2_cut90p_tn | 11.1476 | 10.4292 | 8.9116 | 8.3632 | 6.5128 | 3.678 | 0.7593 | 1 | 0 | 3 | 0 | 90%Cut,Full
Brazil | Fossil | prm15_wcost_re4_c2p1_co2_cut90p_tn | 11.1476 | 9.7629 | 8.7437 | 8.3474 | 6.0436 | 3.3059 | 0.86615 | 1 | 0 | 4 | 0 | 90%Cut,Full
Brazil | Fossil | prm15_wcost_re18_c2p1_co2_cut90p_tn | 11.151 | 10.6834 | 9.3571 | 9.2026 | 6.5693 | 3.558 | 0.79246 | 1 | 0 | 18 | 1 | 90%Cut,Full
Brazil | Fossil | prm15_wcost_re19_c2p1_co2_cut90p_tn | 11.151 | 10.9641 | 9.5996 | 9.3881 | 6.6305 | 3.629 | 0.84279 | 1 | 0 | 19 | 1 | 90%Cut,Full
Brazil | Fossil | prm15_wcost_re1_c2p1_co2_cut90p_tn | 11.1476 | 7.9344 | 7.4093 | 7.9226 | 5.0668 | 2.4269 | 0.57521 | 1 | 0 | 1 | 0 | 90%Cut,Full
Brazil | Fossil | prm15_wcost_re20_c2p1_co2_cut90p_tn | 11.151 | 7.7243 | 6.7597 | 7.4949 | 5.8347 | 2.4872 | 0.69855 | 1 | 0 | 20 | 1 | 90%Cut,Full
Brazil | Wind | prm15_wcost_re15_c2p1_co2_cut90p_tn | 0.95409 | 8.188 | 14.8993 | 17.3799 | 21.2022 | 28.0484 | 34.3459 | 1 | 0 | 15 | 1 | 90%Cut,Full
Brazil | Wind | prm15_wcost_re16_c2p1_co2_cut90p_tn | 0.95409 | 9.6516 | 19.6669 | 22.3316 | 25.8626 | 29.9957 | 36.0386 | 1 | 0 | 16 | 1 | 90%Cut,Full
Brazil | Wind | prm15_wcost_re17_c2p1_co2_cut90p_tn | 0.95409 | 8.302 | 15.9161 | 18.373 | 22.2261 | 28.4468 | 35.2836 | 1 | 0 | 17 | 1 | 90%Cut,Full
Brazil | Wind | prm15_wcost_re18_c2p1_co2_cut90p_tn | 0.95409 | 5.1603 | 8.2305 | 10.1654 | 13.9355 | 22.7908 | 30.077 | 1 | 0 | 18 | 1 | 90%Cut,Full
Brazil | Wind | prm15_wcost_re19_c2p1_co2_cut90p_tn | 0.95409 | 4.7027 | 6.1958 | 9.4644 | 13.5855 | 22.7712 | 31.8641 | 1 | 0 | 19 | 1 | 90%Cut,Full
Brazil | Wind | prm15_wcost_re1_c2p1_co2_cut90p_tn | 0.95119 | 9.2788 | 13.3442 | 13.5516 | 16.8058 | 25.8395 | 33.4903 | 1 | 0 | 1 | 0 | 90%Cut,Full
Brazil | Wind | prm15_wcost_re20_c2p1_co2_cut90p_tn | 0.95409 | 10.677 | 19.9105 | 23.3246 | 29.303 | 34.4082 | 39.433 | 1 | 0 | 20 | 1 | 90%Cut,Full
Brazil | Wind | prm15_wcost_re14_c2p1_co2_cut90p_tn | 0.95409 | 6.1495 | 11.4749 | 12.2214 | 16.6637 | 25.678 | 32.9883 | 1 | 0 | 14 | 1 | 90%Cut,Full
Brazil | Wind | prm15_wcost_re10_c2p1_co2_cut90p_tn | 0.95119 | 9.9407 | 13.7078 | 13.8903 | 17.9997 | 26.0406 | 34.5072 | 1 | 0 | 10 | 0 | 90%Cut,Full
Brazil | Wind | prm15_wcost_re11_c2p1_co2_cut90p_tn | 0.95409 | 10.7012 | 20.095 | 23.0501 | 28.3664 | 32.7193 | 37.2041 | 1 | 0 | 11 | 1 | 90%Cut,Full
Brazil | Wind | prm15_wcost_re12_c2p1_co2_cut90p_tn | 0.95409 | 7.3332 | 13.296 | 15.0798 | 18.631 | 26.9523 | 33.8458 | 1 | 0 | 12 | 1 | 90%Cut,Full
Brazil | Wind | prm15_wcost_re13_c2p1_co2_cut90p_tn | 0.95409 | 3.823 | 5.4756 | 7.7315 | 12.0768 | 21.6444 | 27.3351 | 1 | 0 | 13 | 1 | 90%Cut,Full
Chile | Solar | prm15_wcost_re5_c2p1_t1 | 9.3802 | 16.8299 | 16.2739 | 14.3274 | 12.6142 | 11.1056 | 12.5185 | 0 | 1 | 5 | 0 | NoCut,Lim
Chile | Solar | prm15_wcost_re4_c2p1_t1 | 9.3802 | 16.83 | 16.3883 | 14.4281 | 12.7028 | 11.1837 | 12.5185 | 0 | 1 | 4 | 0 | NoCut,Lim
Chile | Solar | prm15_wcost_re3_c2p1_t1 | 9.3802 | 16.8299 | 16.3883 | 14.4281 | 12.7028 | 11.1837 | 12.5185 | 0 | 1 | 3 | 0 | NoCut,Lim
Chile | Solar | prm15_wcost_re6_c2p1_t1 | 9.3802 | 16.83 | 16.046 | 14.1268 | 12.4375 | 10.9501 | 12.5185 | 0 | 1 | 6 | 0 | NoCut,Lim
Chile | Solar | prm15_wcost_re2_c2p1_t1 | 9.3802 | 16.83 | 16.3199 | 14.3679 | 12.6498 | 11.137 | 12.5185 | 0 | 1 | 2 | 0 | NoCut,Lim
Chile | Solar | prm15_wcost_re20_c2p1_t1 | 9.3802 | 8.2582 | 7.2706 | 6.4011 | 5.6356 | 4.9616 | 0 | 0 | 1 | 20 | 1 | NoCut,Lim
Chile | Solar | prm15_wcost_re1_c2p1_t1 | 9.3802 | 16.83 | 14.974 | 13.1831 | 11.6067 | 10.2187 | 12.5185 | 0 | 1 | 1 | 0 | NoCut,Lim
Chile | Solar | prm15_wcost_re7_c2p1_t1 | 9.3802 | 16.8299 | 16.0902 | 14.1657 | 12.4718 | 10.9802 | 12.5185 | 0 | 1 | 7 | 0 | NoCut,Lim
Chile | Solar | prm15_wcost_re9_c2p1_t1 | 9.3802 | 16.8299 | 16.797 | 14.7879 | 13.0196 | 11.4626 | 12.5185 | 0 | 1 | 9 | 0 | NoCut,Lim
Chile | Solar | prm15_wcost_re8_c2p1_t1 | 9.3802 | 16.8299 | 16.797 | 14.7879 | 13.0196 | 11.4626 | 12.5185 | 0 | 1 | 8 | 0 | NoCut,Lim
Chile | Hydro | prm15_wcost_re9_c2p1_t1 | 25.9566 | 24.4984 | 21.5687 | 20.0607 | 17.6619 | 15.5497 | 13.6903 | 0 | 1 | 9 | 0 | NoCut,Lim
Chile | Hydro | prm15_wcost_re1_c2p1_t1 | 25.9566 | 24.4985 | 21.5685 | 20.0607 | 17.6619 | 15.5497 | 13.6903 | 0 | 1 | 1 | 0 | NoCut,Lim
Chile | Hydro | prm15_wcost_re20_c2p1_t1 | 25.9566 | 24.4986 | 21.5688 | 20.061 | 17.662 | 15.5497 | 13.6905 | 0 | 1 | 20 | 1 | NoCut,Lim
Chile | Hydro | prm15_wcost_re2_c2p1_t1 | 25.9566 | 24.4985 | 21.5687 | 20.0607 | 17.6619 | 15.5497 | 13.6903 | 0 | 1 | 2 | 0 | NoCut,Lim
Chile | Hydro | prm15_wcost_re17_c2p1_t1 | 25.9566 | 24.4986 | 21.5689 | 18.9898 | 17.662 | 15.5498 | 13.6905 | 0 | 1 | 17 | 1 | NoCut,Lim
Chile | Hydro | prm15_wcost_re19_c2p1_t1 | 25.9566 | 24.4986 | 21.5688 | 18.9897 | 17.6621 | 15.55 | 13.6905 | 0 | 1 | 19 | 1 | NoCut,Lim
Chile | Hydro | prm15_wcost_re18_c2p1_t1 | 25.9566 | 24.4986 | 21.5688 | 18.9898 | 17.6621 | 15.5499 | 13.6905 | 0 | 1 | 18 | 1 | NoCut,Lim
Chile | Hydro | prm15_wcost_re7_c2p1_t1 | 25.9566 | 24.4984 | 22.7861 | 20.0608 | 17.6619 | 15.5497 | 13.6903 | 0 | 1 | 7 | 0 | NoCut,Lim
Chile | Hydro | prm15_wcost_re6_c2p1_t1 | 25.9566 | 24.4985 | 22.7861 | 20.0608 | 17.6619 | 15.5497 | 13.6903 | 0 | 1 | 6 | 0 | NoCut,Lim
Chile | Hydro | prm15_wcost_re8_c2p1_t1 | 25.9566 | 24.4984 | 21.5687 | 20.0606 | 17.6619 | 15.5497 | 13.6903 | 0 | 1 | 8 | 0 | NoCut,Lim
Chile | Hydro | prm15_wcost_re3_c2p1_t1 | 25.9566 | 24.4984 | 21.5687 | 20.0607 | 17.6619 | 15.5497 | 13.6903 | 0 | 1 | 3 | 0 | NoCut,Lim
Chile | Hydro | prm15_wcost_re4_c2p1_t1 | 25.9566 | 24.4985 | 21.5687 | 20.0607 | 17.6619 | 15.5497 | 13.6903 | 0 | 1 | 4 | 0 | NoCut,Lim
Chile | Hydro | prm15_wcost_re5_c2p1_t1 | 25.9566 | 24.4984 | 22.1571 | 20.0607 | 17.6619 | 15.5497 | 13.6903 | 0 | 1 | 5 | 0 | NoCut,Lim
Chile | Solar | prm15_wcost_re19_c2p1_t1 | 9.3802 | 8.2582 | 7.2706 | 6.4013 | 5.6356 | 4.9617 | 0 | 0 | 1 | 19 | 1 | NoCut,Lim
Chile | Solar | prm15_wcost_re18_c2p1_t1 | 9.3802 | 8.2582 | 7.2706 | 6.4013 | 5.6356 | 4.9617 | 0 | 0 | 1 | 18 | 1 | NoCut,Lim
Chile | Fossil | prm15_wcost_re10_c2p1_t1 | 49.3782 | 44.8468 | 51.6797 | 56.6448 | 62.5456 | 67.3722 | 72.833 | 0 | 1 | 10 | 0 | NoCut,Lim
Chile | Fossil | prm15_wcost_re11_c2p1_t1 | 49.3782 | 53.5159 | 59.0748 | 63.3242 | 67.7129 | 72.2559 | 84.6732 | 0 | 1 | 11 | 1 | NoCut,Lim
Chile | Fossil | prm15_wcost_re9_c2p1_t1 | 49.3782 | 44.8471 | 49.4415 | 55.1968 | 60.5839 | 66.1081 | 72.8325 | 0 | 1 | 9 | 0 | NoCut,Lim
Chile | Fossil | prm15_wcost_re8_c2p1_t1 | 49.3782 | 44.8471 | 49.4415 | 55.197 | 60.5839 | 66.1081 | 72.8325 | 0 | 1 | 8 | 0 | NoCut,Lim
Chile | Fossil | prm15_wcost_re12_c2p1_t1 | 49.3782 | 53.5159 | 59.0748 | 64.049 | 67.7163 | 72.2548 | 84.6732 | 0 | 1 | 12 | 1 | NoCut,Lim
Chile | Fossil | prm15_wcost_re19_c2p1_t1 | 49.3782 | 53.5159 | 59.0749 | 63.9685 | 67.71 | 71.9168 | 84.6732 | 0 | 1 | 19 | 1 | NoCut,Lim
Chile | Fossil | prm15_wcost_re5_c2p1_t1 | 49.3782 | 44.8471 | 49.3821 | 55.6155 | 61.0536 | 66.4644 | 72.8325 | 0 | 1 | 5 | 0 | NoCut,Lim
Chile | Fossil | prm15_wcost_re1_c2p1_t1 | 49.3782 | 44.8468 | 51.6183 | 56.7353 | 62.4924 | 67.3517 | 72.8325 | 0 | 1 | 1 | 0 | NoCut,Lim
Chile | Fossil | prm15_wcost_re2_c2p1_t1 | 49.3782 | 44.8468 | 49.9216 | 55.5795 | 61.0236 | 66.433 | 72.8325 | 0 | 1 | 2 | 0 | NoCut,Lim
Chile | Fossil | prm15_wcost_re4_c2p1_t1 | 49.3782 | 44.8468 | 49.8532 | 55.5247 | 60.9786 | 66.3864 | 72.8325 | 0 | 1 | 4 | 0 | NoCut,Lim
Chile | Fossil | prm15_wcost_re3_c2p1_t1 | 49.3782 | 44.8471 | 49.8532 | 55.4921 | 60.9022 | 66.3864 | 72.8325 | 0 | 1 | 3 | 0 | NoCut,Lim
Chile | Fossil | prm15_wcost_re20_c2p1_t1 | 49.3782 | 53.5159 | 59.075 | 63.3243 | 67.7131 | 72.4926 | 84.6732 | 0 | 1 | 20 | 1 | NoCut,Lim
Chile | Fossil | prm15_wcost_re18_c2p1_t1 | 49.3782 | 53.5159 | 59.0749 | 63.9685 | 67.7105 | 71.9605 | 84.6732 | 0 | 1 | 18 | 1 | NoCut,Lim
Chile | Fossil | prm15_wcost_re13_c2p1_t1 | 49.3782 | 53.5159 | 59.0749 | 63.9685 | 67.71 | 71.6977 | 84.6732 | 0 | 1 | 13 | 1 | NoCut,Lim
Chile | Fossil | prm15_wcost_re14_c2p1_t1 | 49.3782 | 53.5159 | 59.0748 | 64.049 | 67.7154 | 72.2548 | 84.6732 | 0 | 1 | 14 | 1 | NoCut,Lim
Chile | Fossil | prm15_wcost_re7_c2p1_t1 | 49.3782 | 44.8471 | 49.1764 | 55.811 | 61.1721 | 66.5898 | 72.8325 | 0 | 1 | 7 | 0 | NoCut,Lim
Chile | Fossil | prm15_wcost_re15_c2p1_t1 | 49.3782 | 53.5159 | 59.0748 | 64.0103 | 68.0909 | 72.2029 | 84.6732 | 0 | 1 | 15 | 1 | NoCut,Lim
Chile | Fossil | prm15_wcost_re16_c2p1_t1 | 49.3782 | 53.5156 | 59.0748 | 63.125 | 67.7115 | 72.2559 | 84.6732 | 0 | 1 | 16 | 1 | NoCut,Lim
Chile | Fossil | prm15_wcost_re17_c2p1_t1 | 49.3782 | 53.5159 | 59.0748 | 64.049 | 68.0909 | 72.2546 | 84.6732 | 0 | 1 | 17 | 1 | NoCut,Lim
Chile | Fossil | prm15_wcost_re6_c2p1_t1 | 49.3782 | 44.8468 | 49.038 | 55.8483 | 61.5862 | 66.6199 | 72.8325 | 0 | 1 | 6 | 0 | NoCut,Lim
Chile | Hydro | prm15_wcost_re16_c2p1_t1 | 25.9566 | 24.4988 | 21.5689 | 20.0612 | 17.6621 | 15.5497 | 13.6905 | 0 | 1 | 16 | 1 | NoCut,Lim
Chile | Solar | prm15_wcost_re10_c2p1_t1 | 9.3802 | 16.83 | 14.9441 | 13.1567 | 11.5835 | 10.1982 | 12.518 | 0 | 1 | 10 | 0 | NoCut,Lim
Chile | Solar | prm15_wcost_re17_c2p1_t1 | 9.3802 | 8.2582 | 7.2707 | 6.4013 | 5.6356 | 4.9616 | 0 | 0 | 1 | 17 | 1 | NoCut,Lim
Chile | Solar | prm15_wcost_re16_c2p1_t1 | 9.3802 | 8.2583 | 7.2707 | 6.4011 | 5.6356 | 4.9616 | 0 | 0 | 1 | 16 | 1 | NoCut,Lim
Chile | Solar | prm15_wcost_re15_c2p1_t1 | 9.3802 | 8.2582 | 7.2707 | 6.4013 | 5.6356 | 4.9616 | 0 | 0 | 1 | 15 | 1 | NoCut,Lim
Chile | Solar | prm15_wcost_re14_c2p1_t1 | 9.3802 | 8.2582 | 7.2707 | 6.4013 | 5.6356 | 4.9616 | 0 | 0 | 1 | 14 | 1 | NoCut,Lim
Chile | Solar | prm15_wcost_re13_c2p1_t1 | 9.3802 | 8.2582 | 7.2706 | 6.4013 | 5.6356 | 4.9617 | 0 | 0 | 1 | 13 | 1 | NoCut,Lim
Chile | Solar | prm15_wcost_re12_c2p1_t1 | 9.3802 | 8.2582 | 7.2707 | 6.4013 | 5.6356 | 4.9616 | 0 | 0 | 1 | 12 | 1 | NoCut,Lim
Chile | Solar | prm15_wcost_re11_c2p1_t1 | 9.3802 | 8.2582 | 7.2707 | 6.4011 | 5.6356 | 4.9616 | 0 | 0 | 1 | 11 | 1 | NoCut,Lim
Chile | Wind | prm15_wcost_re7_c2p1_t1 | 11.7343 | 10.3307 | 9.0952 | 8.0074 | 7.0499 | 6.2068 | 0 | 0 | 1 | 7 | 0 | NoCut,Lim
Chile | BNG | prm15_wcost_re11_c2p1_t1 | 3.5505 | 3.3965 | 2.9903 | 2.2061 | 1.9394 | 1.026 | 1.6363 | 0 | 1 | 11 | 1 | NoCut,Lim
Chile | Wind | prm15_wcost_re6_c2p1_t1 | 11.7343 | 10.3307 | 9.0952 | 8.0074 | 7.0499 | 6.2068 | 0 | 0 | 1 | 6 | 0 | NoCut,Lim
Chile | BNG | prm15_wcost_re12_c2p1_t1 | 3.5505 | 3.3965 | 2.9903 | 2.5522 | 1.9362 | 1.0271 | 1.6363 | 0 | 1 | 12 | 1 | NoCut,Lim
Chile | Wind | prm15_wcost_re5_c2p1_t1 | 11.7343 | 10.3307 | 9.0952 | 8.0074 | 7.0499 | 6.2068 | 0 | 0 | 1 | 5 | 0 | NoCut,Lim
Chile | Wind | prm15_wcost_re8_c2p1_t1 | 11.7343 | 10.3307 | 9.0953 | 8.0074 | 7.0499 | 6.2068 | 0 | 0 | 1 | 8 | 0 | NoCut,Lim
Chile | Wind | prm15_wcost_re4_c2p1_t1 | 11.7343 | 10.3307 | 9.0953 | 8.0074 | 7.0499 | 6.2068 | 0 | 0 | 1 | 4 | 0 | NoCut,Lim
Chile | Wind | prm15_wcost_re3_c2p1_t1 | 11.7343 | 10.3307 | 9.0953 | 8.0074 | 7.0499 | 6.2068 | 0 | 0 | 1 | 3 | 0 | NoCut,Lim
Chile | BNG | prm15_wcost_re14_c2p1_t1 | 3.5505 | 3.3965 | 2.9903 | 2.5522 | 1.9371 | 1.0271 | 1.6363 | 0 | 1 | 14 | 1 | NoCut,Lim
Chile | Wind | prm15_wcost_re2_c2p1_t1 | 11.7343 | 10.3307 | 9.0953 | 8.0074 | 7.0499 | 6.2068 | 0 | 0 | 1 | 2 | 0 | NoCut,Lim
Chile | Wind | prm15_wcost_re20_c2p1_t1 | 11.7343 | 10.3308 | 9.0953 | 8.0075 | 7.0499 | 6.2068 | 0 | 0 | 1 | 20 | 1 | NoCut,Lim
Chile | BNG | prm15_wcost_re15_c2p1_t1 | 3.5505 | 3.3965 | 2.9903 | 2.5909 | 1.5616 | 1.0787 | 1.6363 | 0 | 1 | 15 | 1 | NoCut,Lim
Chile | BNG | prm15_wcost_re13_c2p1_t1 | 3.5505 | 3.3965 | 2.9903 | 2.6327 | 1.9423 | 1.5837 | 1.6363 | 0 | 1 | 13 | 1 | NoCut,Lim
Chile | BNG | prm15_wcost_re10_c2p1_t1 | 3.5505 | 3.494 | 2.7126 | 2.1305 | 1.1591 | 0.6731 | 0.95874 | 0 | 1 | 10 | 0 | NoCut,Lim
Chile | Wind | prm15_wcost_re9_c2p1_t1 | 11.7343 | 10.3307 | 9.0953 | 8.0074 | 7.0499 | 6.2068 | 0 | 0 | 1 | 9 | 0 | NoCut,Lim
Chile | Wind | prm15_wcost_re1_c2p1_t1 | 11.7343 | 10.3307 | 9.0952 | 8.0074 | 7.0499 | 6.2068 | 0 | 0 | 1 | 1 | 0 | NoCut,Lim
Chile | Hydro | prm15_wcost_re12_c2p1_t1 | 25.9566 | 24.4986 | 21.5689 | 18.9898 | 17.662 | 15.5497 | 13.6905 | 0 | 1 | 12 | 1 | NoCut,Lim
Chile | BNG | prm15_wcost_re9_c2p1_t1 | 3.5505 | 3.494 | 3.0975 | 1.9471 | 1.6848 | 0.67292 | 0.95869 | 0 | 1 | 9 | 0 | NoCut,Lim
Chile | BNG | prm15_wcost_re8_c2p1_t1 | 3.5505 | 3.494 | 3.0975 | 1.9471 | 1.6848 | 0.67292 | 0.95869 | 0 | 1 | 8 | 0 | NoCut,Lim
Chile | BNG | prm15_wcost_re7_c2p1_t1 | 3.5505 | 3.494 | 2.8521 | 1.9552 | 1.6445 | 0.67351 | 0.95869 | 0 | 1 | 7 | 0 | NoCut,Lim
Chile | Hydro | prm15_wcost_re10_c2p1_t1 | 25.9566 | 24.4985 | 21.5685 | 20.0607 | 17.6619 | 15.5497 | 13.6902 | 0 | 1 | 10 | 0 | NoCut,Lim
Chile | Hydro | prm15_wcost_re11_c2p1_t1 | 25.9566 | 24.4986 | 21.5689 | 20.061 | 17.6621 | 15.5497 | 13.6905 | 0 | 1 | 11 | 1 | NoCut,Lim
Chile | Hydro | prm15_wcost_re13_c2p1_t1 | 25.9566 | 24.4986 | 21.5688 | 18.9897 | 17.6621 | 15.55 | 13.6905 | 0 | 1 | 13 | 1 | NoCut,Lim
Chile | Wind | prm15_wcost_re11_c2p1_t1 | 11.7343 | 10.3308 | 9.0953 | 8.0075 | 7.05 | 6.2068 | 0 | 0 | 1 | 11 | 1 | NoCut,Lim
Chile | Hydro | prm15_wcost_re14_c2p1_t1 | 25.9566 | 24.4986 | 21.5689 | 18.9898 | 17.662 | 15.5497 | 13.6905 | 0 | 1 | 14 | 1 | NoCut,Lim
Chile | BNG | prm15_wcost_re6_c2p1_t1 | 3.5505 | 3.494 | 3.0347 | 1.9567 | 1.2645 | 0.67351 | 0.95869 | 0 | 1 | 6 | 0 | NoCut,Lim
Chile | Wind | prm15_wcost_re12_c2p1_t1 | 11.7343 | 10.3308 | 9.0953 | 8.0078 | 7.0499 | 6.2068 | 0 | 0 | 1 | 12 | 1 | NoCut,Lim
Chile | Wind | prm15_wcost_re13_c2p1_t1 | 11.7343 | 10.3308 | 9.0953 | 8.0077 | 7.05 | 6.2069 | 0 | 0 | 1 | 13 | 1 | NoCut,Lim
Chile | BNG | prm15_wcost_re1_c2p1_t1 | 3.5505 | 3.494 | 2.744 | 2.0136 | 1.1891 | 0.67314 | 0.95869 | 0 | 1 | 1 | 0 | NoCut,Lim
Chile | Wind | prm15_wcost_re14_c2p1_t1 | 11.7343 | 10.3308 | 9.0953 | 8.0078 | 7.0499 | 6.2068 | 0 | 0 | 1 | 14 | 1 | NoCut,Lim
Chile | BNG | prm15_wcost_re19_c2p1_t1 | 3.5505 | 3.3965 | 2.9903 | 2.6327 | 1.9423 | 1.3646 | 1.6363 | 0 | 1 | 19 | 1 | NoCut,Lim
Chile | Wind | prm15_wcost_re15_c2p1_t1 | 11.7343 | 10.3308 | 9.0953 | 8.0078 | 7.0499 | 6.2068 | 0 | 0 | 1 | 15 | 1 | NoCut,Lim
Chile | Wind | prm15_wcost_re16_c2p1_t1 | 11.7343 | 10.3308 | 9.0953 | 8.0076 | 7.05 | 6.2068 | 0 | 0 | 1 | 16 | 1 | NoCut,Lim
Chile | BNG | prm15_wcost_re18_c2p1_t1 | 3.5505 | 3.3965 | 2.9903 | 2.6327 | 1.9418 | 1.321 | 1.6363 | 0 | 1 | 18 | 1 | NoCut,Lim
Chile | Hydro | prm15_wcost_re15_c2p1_t1 | 25.9566 | 24.4986 | 21.5689 | 18.9898 | 17.662 | 15.5499 | 13.6905 | 0 | 1 | 15 | 1 | NoCut,Lim
Chile | Wind | prm15_wcost_re17_c2p1_t1 | 11.7343 | 10.3308 | 9.0953 | 8.0078 | 7.0499 | 6.2068 | 0 | 0 | 1 | 17 | 1 | NoCut,Lim
Chile | BNG | prm15_wcost_re17_c2p1_t1 | 3.5505 | 3.3965 | 2.9903 | 2.5522 | 1.5616 | 1.0271 | 1.6363 | 0 | 1 | 17 | 1 | NoCut,Lim
Chile | Wind | prm15_wcost_re18_c2p1_t1 | 11.7343 | 10.3308 | 9.0953 | 8.0078 | 7.05 | 6.2069 | 0 | 0 | 1 | 18 | 1 | NoCut,Lim
Chile | Wind | prm15_wcost_re19_c2p1_t1 | 11.7343 | 10.3308 | 9.0953 | 8.0077 | 7.05 | 6.2069 | 0 | 0 | 1 | 19 | 1 | NoCut,Lim
Chile | BNG | prm15_wcost_re16_c2p1_t1 | 3.5505 | 3.3965 | 2.9903 | 2.4052 | 1.9408 | 1.026 | 1.6363 | 0 | 1 | 16 | 1 | NoCut,Lim
Chile | BNG | prm15_wcost_re2_c2p1_t1 | 3.5505 | 3.494 | 3.0945 | 1.9846 | 1.6148 | 0.67351 | 0.95869 | 0 | 1 | 2 | 0 | NoCut,Lim
Chile | BNG | prm15_wcost_re20_c2p1_t1 | 3.5505 | 3.3965 | 2.9903 | 2.2061 | 1.9393 | 0.78937 | 1.6363 | 0 | 1 | 20 | 1 | NoCut,Lim
Chile | BNG | prm15_wcost_re3_c2p1_t1 | 3.5505 | 3.494 | 3.0945 | 2.0117 | 1.6833 | 0.67351 | 0.95869 | 0 | 1 | 3 | 0 | NoCut,Lim
Chile | BNG | prm15_wcost_re5_c2p1_t1 | 3.5505 | 3.494 | 3.0917 | 1.9891 | 1.6204 | 0.67351 | 0.95869 | 0 | 1 | 5 | 0 | NoCut,Lim
Chile | Wind | prm15_wcost_re10_c2p1_t1 | 11.7343 | 10.3307 | 9.0952 | 8.0074 | 7.0499 | 6.2068 | 0 | 0 | 1 | 10 | 0 | NoCut,Lim
Chile | BNG | prm15_wcost_re4_c2p1_t1 | 3.5505 | 3.494 | 3.0945 | 1.9791 | 1.6068 | 0.67351 | 0.95869 | 0 | 1 | 4 | 0 | NoCut,Lim
Chile | Hydro | prm15_wcost_re18_c2p1_tn | 25.9566 | 24.5034 | 21.5712 | 18.9906 | 17.6632 | 15.551 | 13.6917 | 0 | 0 | 18 | 1 | NoCut,Full
Chile | Hydro | prm15_wcost_re10_c2p1_tn | 25.9566 | 24.5028 | 21.5687 | 20.0598 | 17.6626 | 15.5497 | 13.6909 | 0 | 0 | 10 | 0 | NoCut,Full
Chile | Hydro | prm15_wcost_re20_c2p1_tn | 25.9566 | 24.5027 | 21.5712 | 20.0609 | 17.6624 | 15.5497 | 13.6918 | 0 | 0 | 20 | 1 | NoCut,Full
Chile | Hydro | prm15_wcost_re1_c2p1_tn | 25.9566 | 24.5022 | 21.568 | 20.0606 | 17.662 | 15.5496 | 13.6906 | 0 | 0 | 1 | 0 | NoCut,Full
Chile | Hydro | prm15_wcost_re17_c2p1_tn | 25.9566 | 24.5034 | 21.5716 | 20.0614 | 17.6626 | 15.5498 | 13.6918 | 0 | 0 | 17 | 1 | NoCut,Full
Chile | Hydro | prm15_wcost_re11_c2p1_tn | 25.9566 | 24.5027 | 21.5712 | 20.061 | 17.6624 | 15.5498 | 13.6918 | 0 | 0 | 11 | 1 | NoCut,Full
Chile | Hydro | prm15_wcost_re14_c2p1_tn | 25.9566 | 24.504 | 21.5716 | 18.9901 | 17.6626 | 15.5498 | 13.6917 | 0 | 0 | 14 | 1 | NoCut,Full
Chile | Hydro | prm15_wcost_re19_c2p1_tn | 25.9566 | 24.5034 | 21.5712 | 18.9903 | 17.6632 | 15.5513 | 13.6917 | 0 | 0 | 19 | 1 | NoCut,Full
Chile | Hydro | prm15_wcost_re13_c2p1_tn | 25.9566 | 24.5034 | 21.5712 | 18.9911 | 17.6627 | 15.5513 | 13.6917 | 0 | 0 | 13 | 1 | NoCut,Full
Chile | Hydro | prm15_wcost_re16_c2p1_tn | 25.9566 | 24.5034 | 21.5717 | 20.0607 | 17.6627 | 15.5498 | 13.6918 | 0 | 0 | 16 | 1 | NoCut,Full
Chile | Hydro | prm15_wcost_re12_c2p1_tn | 25.9566 | 24.5035 | 21.5716 | 20.0614 | 17.6627 | 15.5498 | 13.6917 | 0 | 0 | 12 | 1 | NoCut,Full
Chile | Hydro | prm15_wcost_re2_c2p1_tn | 25.9566 | 24.5028 | 21.5704 | 20.0598 | 17.6617 | 15.5497 | 13.6908 | 0 | 0 | 2 | 0 | NoCut,Full
Chile | Hydro | prm15_wcost_re3_c2p1_tn | 25.9566 | 24.5028 | 21.5707 | 20.0603 | 17.6621 | 15.5496 | 13.6908 | 0 | 0 | 3 | 0 | NoCut,Full
Chile | Hydro | prm15_wcost_re4_c2p1_tn | 25.9566 | 24.5028 | 21.5708 | 20.0603 | 17.6623 | 15.5496 | 13.6908 | 0 | 0 | 4 | 0 | NoCut,Full
Chile | Hydro | prm15_wcost_re5_c2p1_tn | 25.9566 | 24.5028 | 21.5708 | 20.0603 | 17.6621 | 15.5496 | 13.6908 | 0 | 0 | 5 | 0 | NoCut,Full
Chile | Hydro | prm15_wcost_re6_c2p1_tn | 25.9566 | 24.5028 | 21.5705 | 20.0604 | 17.6622 | 15.5497 | 13.6909 | 0 | 0 | 6 | 0 | NoCut,Full
Chile | Hydro | prm15_wcost_re7_c2p1_tn | 25.9566 | 24.5028 | 21.5709 | 20.06 | 17.6617 | 15.5497 | 13.6908 | 0 | 0 | 7 | 0 | NoCut,Full
Chile | Hydro | prm15_wcost_re8_c2p1_tn | 25.9566 | 24.5028 | 21.5708 | 20.0606 | 17.6622 | 15.5496 | 13.6908 | 0 | 0 | 8 | 0 | NoCut,Full
Chile | Hydro | prm15_wcost_re15_c2p1_tn | 25.9566 | 24.5034 | 21.5716 | 20.061 | 17.6626 | 15.5498 | 13.6918 | 0 | 0 | 15 | 1 | NoCut,Full
Chile | Hydro | prm15_wcost_re9_c2p1_tn | 25.9566 | 24.5028 | 21.5708 | 20.0606 | 17.6621 | 15.5496 | 13.6908 | 0 | 0 | 9 | 0 | NoCut,Full
Chile | Wind | prm15_wcost_re10_c2p1_tn | 11.7343 | 10.3326 | 9.0953 | 8.007 | 7.0502 | 6.2068 | 0 | 0 | 0 | 10 | 0 | NoCut,Full
Chile | Wind | prm15_wcost_re11_c2p1_tn | 11.7343 | 10.3325 | 9.0963 | 8.0075 | 7.0501 | 6.2068 | 0 | 0 | 0 | 11 | 1 | NoCut,Full
Chile | Wind | prm15_wcost_re12_c2p1_tn | 11.7343 | 10.3328 | 9.0965 | 8.0076 | 7.0502 | 6.2068 | 0 | 0 | 0 | 12 | 1 | NoCut,Full
Chile | Wind | prm15_wcost_re13_c2p1_tn | 11.7343 | 10.3328 | 9.0963 | 8.0083 | 7.0502 | 6.2074 | 0 | 0 | 0 | 13 | 1 | NoCut,Full
Chile | Wind | prm15_wcost_re14_c2p1_tn | 11.7343 | 10.3331 | 9.0965 | 8.0079 | 7.0502 | 6.2068 | 0 | 0 | 0 | 14 | 1 | NoCut,Full
Chile | Wind | prm15_wcost_re15_c2p1_tn | 11.7343 | 10.3328 | 9.0965 | 8.0075 | 7.0501 | 6.2068 | 0 | 0 | 0 | 15 | 1 | NoCut,Full
Chile | Wind | prm15_wcost_re16_c2p1_tn | 11.7343 | 10.3328 | 9.0965 | 8.0074 | 7.0502 | 6.2068 | 0 | 0 | 0 | 16 | 1 | NoCut,Full
Chile | Wind | prm15_wcost_re17_c2p1_tn | 11.7343 | 10.3328 | 9.0965 | 8.0077 | 7.0501 | 6.2068 | 0 | 0 | 0 | 17 | 1 | NoCut,Full
Chile | Wind | prm15_wcost_re18_c2p1_tn | 11.7343 | 10.3328 | 9.0963 | 8.0081 | 7.0504 | 6.2073 | 0 | 0 | 0 | 18 | 1 | NoCut,Full
Chile | Wind | prm15_wcost_re19_c2p1_tn | 11.7343 | 10.3328 | 9.0963 | 8.008 | 7.0504 | 6.2074 | 0 | 0 | 0 | 19 | 1 | NoCut,Full
Chile | Wind | prm15_wcost_re1_c2p1_tn | 11.7343 | 10.3323 | 9.095 | 8.0073 | 7.0499 | 6.2068 | 0 | 0 | 0 | 1 | 0 | NoCut,Full
Chile | Wind | prm15_wcost_re20_c2p1_tn | 11.7343 | 10.3325 | 9.0963 | 8.0075 | 7.0501 | 6.2068 | 0 | 0 | 0 | 20 | 1 | NoCut,Full
Chile | Wind | prm15_wcost_re2_c2p1_tn | 11.7343 | 10.3325 | 9.096 | 8.007 | 7.0498 | 6.2068 | 0 | 0 | 0 | 2 | 0 | NoCut,Full
Chile | Wind | prm15_wcost_re3_c2p1_tn | 11.7343 | 10.3325 | 9.0961 | 8.0072 | 7.0499 | 6.2067 | 0 | 0 | 0 | 3 | 0 | NoCut,Full
Chile | Wind | prm15_wcost_re4_c2p1_tn | 11.7343 | 10.3325 | 9.0961 | 8.0072 | 7.05 | 6.2068 | 0 | 0 | 0 | 4 | 0 | NoCut,Full
Chile | Wind | prm15_wcost_re5_c2p1_tn | 11.7343 | 10.3325 | 9.0962 | 8.0072 | 7.05 | 6.2068 | 0 | 0 | 0 | 5 | 0 | NoCut,Full
Chile | Wind | prm15_wcost_re6_c2p1_tn | 11.7343 | 10.3325 | 9.096 | 8.0073 | 7.05 | 6.2068 | 0 | 0 | 0 | 6 | 0 | NoCut,Full
Chile | Wind | prm15_wcost_re7_c2p1_tn | 11.7343 | 10.3325 | 9.0962 | 8.0071 | 7.0498 | 6.2068 | 0 | 0 | 0 | 7 | 0 | NoCut,Full
Chile | Wind | prm15_wcost_re8_c2p1_tn | 11.7343 | 10.3325 | 9.0962 | 8.0074 | 7.05 | 6.2067 | 0 | 0 | 0 | 8 | 0 | NoCut,Full
Chile | Wind | prm15_wcost_re9_c2p1_tn | 11.7343 | 10.3325 | 9.0962 | 8.0074 | 7.05 | 6.2067 | 0 | 0 | 0 | 9 | 0 | NoCut,Full
Chile | Solar | prm15_wcost_re10_c2p1_tn | 9.3802 | 13.3706 | 11.7695 | 10.3613 | 9.1231 | 8.0317 | 10.7735 | 0 | 0 | 10 | 0 | NoCut,Full
Chile | Solar | prm15_wcost_re11_c2p1_tn | 9.3802 | 8.2596 | 7.2715 | 6.4011 | 5.6357 | 4.9616 | 0 | 0 | 0 | 11 | 1 | NoCut,Full
Chile | Solar | prm15_wcost_re12_c2p1_tn | 9.3802 | 8.2599 | 7.2716 | 6.4012 | 5.6358 | 4.9616 | 0 | 0 | 0 | 12 | 1 | NoCut,Full
Chile | Solar | prm15_wcost_re13_c2p1_tn | 9.3802 | 8.2598 | 7.2714 | 6.4017 | 5.6358 | 4.9621 | 0 | 0 | 0 | 13 | 1 | NoCut,Full
Chile | Solar | prm15_wcost_re14_c2p1_tn | 9.3802 | 8.2601 | 7.2716 | 6.4014 | 5.6358 | 4.9616 | 0 | 0 | 0 | 14 | 1 | NoCut,Full
Chile | Solar | prm15_wcost_re15_c2p1_tn | 9.3802 | 8.2599 | 7.2716 | 6.401 | 5.6358 | 4.9616 | 0 | 0 | 0 | 15 | 1 | NoCut,Full
Chile | Solar | prm15_wcost_re16_c2p1_tn | 9.3802 | 8.2598 | 7.2716 | 6.4009 | 5.6358 | 4.9616 | 0 | 0 | 0 | 16 | 1 | NoCut,Full
Chile | Solar | prm15_wcost_re17_c2p1_tn | 9.3802 | 8.2599 | 7.2716 | 6.4012 | 5.6358 | 4.9616 | 0 | 0 | 0 | 17 | 1 | NoCut,Full
Chile | Solar | prm15_wcost_re18_c2p1_tn | 9.3802 | 8.2598 | 7.2714 | 6.4015 | 5.636 | 4.962 | 0 | 0 | 0 | 18 | 1 | NoCut,Full
Chile | Solar | prm15_wcost_re19_c2p1_tn | 9.3802 | 8.2598 | 7.2714 | 6.4014 | 5.636 | 4.9621 | 0 | 0 | 0 | 19 | 1 | NoCut,Full
Chile | Solar | prm15_wcost_re1_c2p1_tn | 9.3802 | 16.6354 | 14.6433 | 12.8922 | 11.3507 | 9.9931 | 12.5292 | 0 | 0 | 1 | 0 | NoCut,Full
Chile | Solar | prm15_wcost_re20_c2p1_tn | 9.3802 | 8.2596 | 7.2714 | 6.401 | 5.6357 | 4.9616 | 0 | 0 | 0 | 20 | 1 | NoCut,Full
Chile | Solar | prm15_wcost_re2_c2p1_tn | 9.3802 | 14.1352 | 13.6131 | 11.9834 | 10.5508 | 9.2891 | 10.7734 | 0 | 0 | 2 | 0 | NoCut,Full
Chile | Solar | prm15_wcost_re3_c2p1_tn | 9.3802 | 14.1352 | 14.4039 | 12.6796 | 11.1638 | 9.8285 | 10.7734 | 0 | 0 | 3 | 0 | NoCut,Full
Chile | Solar | prm15_wcost_re4_c2p1_tn | 9.3802 | 14.1352 | 14.0024 | 12.3261 | 10.8527 | 9.5546 | 10.7734 | 0 | 0 | 4 | 0 | NoCut,Full
Chile | Solar | prm15_wcost_re5_c2p1_tn | 9.3802 | 14.1352 | 13.7721 | 12.1233 | 10.674 | 9.3974 | 10.7734 | 0 | 0 | 5 | 0 | NoCut,Full
Chile | Solar | prm15_wcost_re6_c2p1_tn | 9.3802 | 14.0824 | 12.3971 | 10.9132 | 9.6086 | 8.4593 | 10.7734 | 0 | 0 | 6 | 0 | NoCut,Full
Chile | Solar | prm15_wcost_re7_c2p1_tn | 9.3802 | 14.1352 | 13.6135 | 11.9835 | 10.5508 | 9.2891 | 10.7734 | 0 | 0 | 7 | 0 | NoCut,Full
Chile | Solar | prm15_wcost_re8_c2p1_tn | 9.3802 | 14.1352 | 14.219 | 12.517 | 11.0204 | 9.7023 | 10.7734 | 0 | 0 | 8 | 0 | NoCut,Full
Chile | Solar | prm15_wcost_re9_c2p1_tn | 9.3802 | 14.1352 | 14.3042 | 12.592 | 11.0864 | 9.7605 | 10.7734 | 0 | 0 | 9 | 0 | NoCut,Full
Chile | BNG | prm15_wcost_re3_c2p1_tn | 3.5505 | 3.5103 | 3.0948 | 2.1832 | 1.8294 | 0.69049 | 1.0201 | 0 | 0 | 3 | 0 | NoCut,Full
Chile | BNG | prm15_wcost_re2_c2p1_tn | 3.5505 | 3.5103 | 3.0918 | 2.1222 | 1.8797 | 0.6723 | 1.0201 | 0 | 0 | 2 | 0 | NoCut,Full
Chile | BNG | prm15_wcost_re20_c2p1_tn | 3.5505 | 3.3971 | 2.9906 | 2.2061 | 1.8996 | 0.78868 | 1.6363 | 0 | 0 | 20 | 1 | NoCut,Full
Chile | Fossil | prm15_wcost_re13_c2p1_tn | 49.3782 | 53.5069 | 59.0705 | 64.0443 | 67.7089 | 71.9145 | 84.672 | 0 | 0 | 13 | 1 | NoCut,Full
Chile | BNG | prm15_wcost_re1_c2p1_tn | 3.5505 | 3.494 | 2.7007 | 2.0114 | 1.2826 | 0.67341 | 0.95608 | 0 | 0 | 1 | 0 | NoCut,Full
Chile | BNG | prm15_wcost_re19_c2p1_tn | 3.5505 | 3.3971 | 2.9906 | 2.423 | 1.9857 | 1.3647 | 1.6363 | 0 | 0 | 19 | 1 | NoCut,Full
Chile | Fossil | prm15_wcost_re11_c2p1_tn | 49.3782 | 53.5081 | 59.0703 | 63.3243 | 67.7173 | 72.3442 | 84.6719 | 0 | 0 | 11 | 1 | NoCut,Full
Chile | BNG | prm15_wcost_re18_c2p1_tn | 3.5505 | 3.3971 | 2.9906 | 2.4231 | 1.9424 | 1.3203 | 1.6363 | 0 | 0 | 18 | 1 | NoCut,Full
Chile | Fossil | prm15_wcost_re12_c2p1_tn | 49.3782 | 53.5066 | 59.0697 | 63.1217 | 67.7119 | 72.3277 | 84.672 | 0 | 0 | 12 | 1 | NoCut,Full
Chile | BNG | prm15_wcost_re9_c2p1_tn | 3.5505 | 3.5103 | 3.0948 | 2.1868 | 1.8357 | 0.67745 | 1.0201 | 0 | 0 | 9 | 0 | NoCut,Full
Chile | Fossil | prm15_wcost_re15_c2p1_tn | 49.3782 | 53.5068 | 59.0697 | 63.1247 | 67.7091 | 72.2557 | 84.6719 | 0 | 0 | 15 | 1 | NoCut,Full
Chile | BNG | prm15_wcost_re8_c2p1_tn | 3.5505 | 3.5103 | 3.0948 | 2.1927 | 1.8418 | 0.67298 | 1.0201 | 0 | 0 | 8 | 0 | NoCut,Full
Chile | BNG | prm15_wcost_re4_c2p1_tn | 3.5505 | 3.5103 | 3.0921 | 2.2025 | 1.8558 | 0.67268 | 1.0201 | 0 | 0 | 4 | 0 | NoCut,Full
Chile | BNG | prm15_wcost_re6_c2p1_tn | 3.5505 | 3.5106 | 2.7613 | 2.2061 | 1.6596 | 0.67348 | 1.0201 | 0 | 0 | 6 | 0 | NoCut,Full
Chile | Fossil | prm15_wcost_re14_c2p1_tn | 49.3782 | 53.5056 | 59.0697 | 64.1776 | 67.7091 | 72.2558 | 84.672 | 0 | 0 | 14 | 1 | NoCut,Full
Chile | BNG | prm15_wcost_re5_c2p1_tn | 3.5505 | 3.5103 | 3.0918 | 2.2033 | 1.7324 | 0.67266 | 1.0201 | 0 | 0 | 5 | 0 | NoCut,Full
Chile | BNG | prm15_wcost_re7_c2p1_tn | 3.5505 | 3.5103 | 3.0919 | 2.0597 | 1.8176 | 0.6723 | 1.0201 | 0 | 0 | 7 | 0 | NoCut,Full
Chile | BNG | prm15_wcost_re17_c2p1_tn | 3.5505 | 3.3971 | 2.9907 | 2.4229 | 1.9424 | 1.026 | 1.6363 | 0 | 0 | 17 | 1 | NoCut,Full
Chile | BNG | prm15_wcost_re10_c2p1_tn | 3.5505 | 3.5629 | 2.752 | 2.206 | 1.6495 | 0.68351 | 1.0201 | 0 | 0 | 10 | 0 | NoCut,Full
Chile | BNG | prm15_wcost_re11_c2p1_tn | 3.5505 | 3.397 | 2.9906 | 2.2061 | 1.9345 | 0.93755 | 1.6363 | 0 | 0 | 11 | 1 | NoCut,Full
Chile | BNG | prm15_wcost_re16_c2p1_tn | 3.5505 | 3.3971 | 2.9907 | 2.2061 | 1.9407 | 0.93755 | 1.6363 | 0 | 0 | 16 | 1 | NoCut,Full
Chile | Fossil | prm15_wcost_re10_c2p1_tn | 49.3782 | 48.2311 | 54.8146 | 59.3659 | 64.5146 | 69.5283 | 74.5155 | 0 | 0 | 10 | 0 | NoCut,Full
Chile | BNG | prm15_wcost_re15_c2p1_tn | 3.5505 | 3.3971 | 2.9907 | 2.4058 | 1.9424 | 1.026 | 1.6363 | 0 | 0 | 15 | 1 | NoCut,Full
Chile | BNG | prm15_wcost_re14_c2p1_tn | 3.5505 | 3.3972 | 2.9907 | 2.423 | 1.9424 | 1.026 | 1.6363 | 0 | 0 | 14 | 1 | NoCut,Full
Chile | BNG | prm15_wcost_re13_c2p1_tn | 3.5505 | 3.3971 | 2.9906 | 2.5545 | 1.9424 | 1.3647 | 1.6363 | 0 | 0 | 13 | 1 | NoCut,Full
Chile | BNG | prm15_wcost_re12_c2p1_tn | 3.5505 | 3.3972 | 2.9907 | 2.4081 | 1.9393 | 0.95401 | 1.6363 | 0 | 0 | 12 | 1 | NoCut,Full
Chile | Fossil | prm15_wcost_re16_c2p1_tn | 49.3782 | 53.5069 | 59.0696 | 63.3249 | 67.7107 | 72.3442 | 84.6719 | 0 | 0 | 16 | 1 | NoCut,Full
Chile | Fossil | prm15_wcost_re4_c2p1_tn | 49.3782 | 47.5191 | 52.2386 | 57.4039 | 62.5792 | 68.0164 | 74.5156 | 0 | 0 | 4 | 0 | NoCut,Full
Chile | Fossil | prm15_wcost_re3_c2p1_tn | 49.3782 | 47.5191 | 51.8345 | 57.0696 | 62.2949 | 67.7246 | 74.5156 | 0 | 0 | 3 | 0 | NoCut,Full
Chile | Fossil | prm15_wcost_re8_c2p1_tn | 49.3782 | 47.5191 | 52.0193 | 57.2223 | 62.4256 | 67.8684 | 74.5156 | 0 | 0 | 8 | 0 | NoCut,Full
Chile | Fossil | prm15_wcost_re9_c2p1_tn | 49.3782 | 47.5191 | 51.934 | 57.1532 | 62.3658 | 67.8057 | 74.5156 | 0 | 0 | 9 | 0 | NoCut,Full
Chile | Fossil | prm15_wcost_re6_c2p1_tn | 49.3782 | 47.5717 | 54.175 | 58.8131 | 64.0196 | 69.1108 | 74.5156 | 0 | 0 | 6 | 0 | NoCut,Full
Chile | Fossil | prm15_wcost_re5_c2p1_tn | 49.3782 | 47.5191 | 52.4691 | 57.6058 | 62.8815 | 68.1736 | 74.5156 | 0 | 0 | 5 | 0 | NoCut,Full
Chile | Fossil | prm15_wcost_re2_c2p1_tn | 49.3782 | 47.5191 | 52.6287 | 57.8276 | 62.858 | 68.2821 | 74.5156 | 0 | 0 | 2 | 0 | NoCut,Full
Chile | Fossil | prm15_wcost_re18_c2p1_tn | 49.3782 | 53.5069 | 59.0705 | 64.1767 | 67.708 | 71.9593 | 84.672 | 0 | 0 | 18 | 1 | NoCut,Full
Chile | Fossil | prm15_wcost_re17_c2p1_tn | 49.3782 | 53.5067 | 59.0697 | 63.1068 | 67.7091 | 72.2558 | 84.6719 | 0 | 0 | 17 | 1 | NoCut,Full
Chile | Fossil | prm15_wcost_re19_c2p1_tn | 49.3782 | 53.5069 | 59.0705 | 64.1772 | 67.6648 | 71.9145 | 84.672 | 0 | 0 | 19 | 1 | NoCut,Full
Chile | Fossil | prm15_wcost_re20_c2p1_tn | 49.3782 | 53.508 | 59.0704 | 63.3244 | 67.7522 | 72.4932 | 84.6719 | 0 | 0 | 20 | 1 | NoCut,Full
Chile | Fossil | prm15_wcost_re1_c2p1_tn | 49.3782 | 45.036 | 51.993 | 57.0285 | 62.6549 | 67.5771 | 72.8241 | 0 | 0 | 1 | 0 | NoCut,Full
Chile | Fossil | prm15_wcost_re7_c2p1_tn | 49.3782 | 47.5191 | 52.6275 | 57.8898 | 62.9202 | 68.2821 | 74.5156 | 0 | 0 | 7 | 0 | NoCut,Full
Chile | Solar | prm15_wcost_re14_c2p1_co2_cut90p_t1 | 9.4344 | 9.863 | 17.6887 | 20.8616 | 22.1609 | 20.6409 | 29.9327 | 1 | 1 | 14 | 1 | 90%Cut,Lim
Chile | Solar | prm15_wcost_re10_c2p1_co2_cut90p_t1 | 9.4344 | 19.8448 | 22.4913 | 25.5998 | 32.62 | 29.8261 | 43.2674 | 1 | 1 | 10 | 0 | 90%Cut,Lim
Chile | Solar | prm15_wcost_re4_c2p1_co2_cut90p_t1 | 9.4344 | 22.737 | 27.3786 | 30.0862 | 36.3913 | 48.5874 | 46.7833 | 1 | 1 | 4 | 0 | 90%Cut,Lim
Chile | Solar | prm15_wcost_re3_c2p1_co2_cut90p_t1 | 9.4344 | 23.3983 | 27.9313 | 30.6034 | 38.8481 | 57.7279 | 49.4874 | 1 | 1 | 3 | 0 | 90%Cut,Lim
Chile | Solar | prm15_wcost_re2_c2p1_co2_cut90p_t1 | 9.4344 | 22.4187 | 26.2987 | 27.3097 | 37.566 | 44.4265 | 46.4238 | 1 | 1 | 2 | 0 | 90%Cut,Lim
Chile | Solar | prm15_wcost_re20_c2p1_co2_cut90p_t1 | 9.4344 | 8.2584 | 11.804 | 18.9714 | 20.2088 | 17.5124 | 18.0045 | 1 | 1 | 20 | 1 | 90%Cut,Lim
Chile | Solar | prm15_wcost_re5_c2p1_co2_cut90p_t1 | 9.4344 | 22.4285 | 24.9152 | 27.3097 | 37.7367 | 43.056 | 47.0099 | 1 | 1 | 5 | 0 | 90%Cut,Lim
Chile | Solar | prm15_wcost_re9_c2p1_co2_cut90p_t1 | 9.4344 | 23.3983 | 27.303 | 30.2956 | 37.2322 | 54.6274 | 48.3853 | 1 | 1 | 9 | 0 | 90%Cut,Lim
Chile | Solar | prm15_wcost_re8_c2p1_co2_cut90p_t1 | 9.4344 | 23.2453 | 27.7988 | 30.9724 | 36.9252 | 55.5894 | 48.1 | 1 | 1 | 8 | 0 | 90%Cut,Lim
Chile | Solar | prm15_wcost_re7_c2p1_co2_cut90p_t1 | 9.4344 | 21.5252 | 25.776 | 29.0468 | 37.9772 | 38.4904 | 47.483 | 1 | 1 | 7 | 0 | 90%Cut,Lim
Chile | Solar | prm15_wcost_re6_c2p1_co2_cut90p_t1 | 9.4344 | 20.2919 | 23.6533 | 27.0987 | 37.1003 | 33.2467 | 45.988 | 1 | 1 | 6 | 0 | 90%Cut,Lim
Chile | Solar | prm15_wcost_re1_c2p1_co2_cut90p_t1 | 9.4344 | 19.8946 | 22.029 | 27.1017 | 33.2804 | 32.1777 | 45.5748 | 1 | 1 | 1 | 0 | 90%Cut,Lim
Chile | Solar | prm15_wcost_re19_c2p1_co2_cut90p_t1 | 9.4344 | 11.8725 | 18.1098 | 22.0398 | 22.4324 | 24.2611 | 31.9027 | 1 | 1 | 19 | 1 | 90%Cut,Lim
Chile | Solar | prm15_wcost_re13_c2p1_co2_cut90p_t1 | 9.4344 | 13.135 | 18.1097 | 21.9653 | 22.5846 | 27.4711 | 32.2633 | 1 | 1 | 13 | 1 | 90%Cut,Lim
Chile | Solar | prm15_wcost_re11_c2p1_co2_cut90p_t1 | 9.4344 | 8.2584 | 12.9431 | 18.7901 | 20.2495 | 17.4308 | 20.1733 | 1 | 1 | 11 | 1 | 90%Cut,Lim
Chile | Solar | prm15_wcost_re12_c2p1_co2_cut90p_t1 | 9.4344 | 9.1537 | 17.017 | 20.5035 | 21.3431 | 18.678 | 28.9802 | 1 | 1 | 12 | 1 | 90%Cut,Lim
Chile | Solar | prm15_wcost_re18_c2p1_co2_cut90p_t1 | 9.4344 | 11.8725 | 18.1098 | 21.7107 | 22.4981 | 23.4395 | 31.721 | 1 | 1 | 18 | 1 | 90%Cut,Lim
Chile | Solar | prm15_wcost_re17_c2p1_co2_cut90p_t1 | 9.4344 | 8.8597 | 15.9764 | 19.7842 | 21.2466 | 18.242 | 30.9107 | 1 | 1 | 17 | 1 | 90%Cut,Lim
Chile | Solar | prm15_wcost_re16_c2p1_co2_cut90p_t1 | 9.4344 | 8.2583 | 13.506 | 19.3086 | 20.6694 | 17.9412 | 23.3672 | 1 | 1 | 16 | 1 | 90%Cut,Lim
Chile | Solar | prm15_wcost_re15_c2p1_co2_cut90p_t1 | 9.4344 | 9.0528 | 16.6323 | 20.3623 | 21.1305 | 18.2582 | 29.358 | 1 | 1 | 15 | 1 | 90%Cut,Lim
Chile | Wind | prm15_wcost_re5_c2p1_co2_cut90p_t1 | 11.8022 | 10.3307 | 9.0953 | 8.0075 | 8.545 | 20.9224 | 30.3864 | 1 | 1 | 5 | 0 | 90%Cut,Lim
Chile | Wind | prm15_wcost_re6_c2p1_co2_cut90p_t1 | 11.8022 | 10.3306 | 9.0953 | 8.0076 | 7.0324 | 27.6025 | 30.8713 | 1 | 1 | 6 | 0 | 90%Cut,Lim
Chile | BNG | prm15_wcost_re12_c2p1_co2_cut90p_t1 | 4.1894 | 3.6671 | 3.2286 | 4.2676 | 3.6789 | 2.968 | 3.6372 | 1 | 1 | 12 | 1 | 90%Cut,Lim
Chile | Wind | prm15_wcost_re7_c2p1_co2_cut90p_t1 | 11.8022 | 10.3306 | 9.0953 | 8.0076 | 7.0495 | 21.0979 | 29.3483 | 1 | 1 | 7 | 0 | 90%Cut,Lim
Chile | BNG | prm15_wcost_re11_c2p1_co2_cut90p_t1 | 4.1894 | 3.6672 | 3.2286 | 4.282 | 3.7128 | 2.9989 | 1.7706 | 1 | 1 | 11 | 1 | 90%Cut,Lim
Chile | Wind | prm15_wcost_re8_c2p1_co2_cut90p_t1 | 11.8022 | 10.3307 | 9.0952 | 8.0071 | 11.9986 | 10.8516 | 28.3448 | 1 | 1 | 8 | 0 | 90%Cut,Lim
Chile | Wind | prm15_wcost_re9_c2p1_co2_cut90p_t1 | 11.8022 | 10.3306 | 9.0952 | 8.0076 | 11.2322 | 11.7587 | 28.1805 | 1 | 1 | 9 | 0 | 90%Cut,Lim
Chile | BNG | prm15_wcost_re10_c2p1_co2_cut90p_t1 | 4.1894 | 3.2824 | 2.9723 | 2.7444 | 3.5929 | 2.8188 | 1.7805 | 1 | 1 | 10 | 0 | 90%Cut,Lim
Chile | BNG | prm15_wcost_re13_c2p1_co2_cut90p_t1 | 4.1894 | 3.6671 | 4.8674 | 4.2454 | 3.6071 | 2.8796 | 5.9343 | 1 | 1 | 13 | 1 | 90%Cut,Lim
Chile | Wind | prm15_wcost_re4_c2p1_co2_cut90p_t1 | 11.8022 | 10.3307 | 9.0952 | 8.0076 | 11.4807 | 15.8386 | 30.05 | 1 | 1 | 4 | 0 | 90%Cut,Lim
Chile | Wind | prm15_wcost_re3_c2p1_co2_cut90p_t1 | 11.8022 | 10.3306 | 9.0952 | 8.0073 | 12.3061 | 10.4878 | 27.0517 | 1 | 1 | 3 | 0 | 90%Cut,Lim
Chile | BNG | prm15_wcost_re4_c2p1_co2_cut90p_t1 | 4.1894 | 3.1533 | 3.1346 | 2.7341 | 3.3645 | 2.5878 | 3.1317 | 1 | 1 | 4 | 0 | 90%Cut,Lim
Chile | BNG | prm15_wcost_re3_c2p1_co2_cut90p_t1 | 4.1894 | 3.3648 | 3.0758 | 2.788 | 3.2408 | 2.4655 | 3.4402 | 1 | 1 | 3 | 0 | 90%Cut,Lim
Chile | Wind | prm15_wcost_re10_c2p1_co2_cut90p_t1 | 11.8022 | 10.3306 | 9.0953 | 8.0075 | 7.05 | 31.3163 | 33.4992 | 1 | 1 | 10 | 0 | 90%Cut,Lim
Chile | Wind | prm15_wcost_re11_c2p1_co2_cut90p_t1 | 11.8022 | 10.331 | 9.0955 | 8.0075 | 23.476 | 45.0986 | 57.1886 | 1 | 1 | 11 | 1 | 90%Cut,Lim
Chile | BNG | prm15_wcost_re2_c2p1_co2_cut90p_t1 | 4.1894 | 3.3677 | 3.1455 | 2.7253 | 3.391 | 2.6402 | 1.7106 | 1 | 1 | 2 | 0 | 90%Cut,Lim
Chile | Wind | prm15_wcost_re12_c2p1_co2_cut90p_t1 | 11.8022 | 10.3308 | 9.0954 | 8.0075 | 24.6263 | 43.7651 | 47.3984 | 1 | 1 | 12 | 1 | 90%Cut,Lim
Chile | BNG | prm15_wcost_re20_c2p1_co2_cut90p_t1 | 4.1894 | 3.6672 | 3.2286 | 4.2796 | 3.7195 | 3.0141 | 1.9853 | 1 | 1 | 20 | 1 | 90%Cut,Lim
Chile | Wind | prm15_wcost_re13_c2p1_co2_cut90p_t1 | 11.8022 | 10.3307 | 9.0953 | 8.0077 | 29.0001 | 36.3869 | 41.6779 | 1 | 1 | 13 | 1 | 90%Cut,Lim
Chile | Wind | prm15_wcost_re14_c2p1_co2_cut90p_t1 | 11.8022 | 10.3309 | 9.0954 | 8.0075 | 24.0796 | 42.7136 | 46.052 | 1 | 1 | 14 | 1 | 90%Cut,Lim
Chile | BNG | prm15_wcost_re1_c2p1_co2_cut90p_t1 | 4.1894 | 3.2699 | 3.1928 | 2.7402 | 3.5271 | 2.791 | 1.7661 | 1 | 1 | 1 | 0 | 90%Cut,Lim
Chile | Wind | prm15_wcost_re15_c2p1_co2_cut90p_t1 | 11.8022 | 10.3308 | 9.0954 | 8.0075 | 24.643 | 43.9271 | 47.6109 | 1 | 1 | 15 | 1 | 90%Cut,Lim
Chile | Wind | prm15_wcost_re16_c2p1_co2_cut90p_t1 | 11.8022 | 10.3309 | 9.0954 | 8.0075 | 25.6844 | 44.6009 | 53.9018 | 1 | 1 | 16 | 1 | 90%Cut,Lim
Chile | Wind | prm15_wcost_re17_c2p1_co2_cut90p_t1 | 11.8022 | 10.3308 | 9.0954 | 8.0054 | 24.1043 | 43.994 | 45.9201 | 1 | 1 | 17 | 1 | 90%Cut,Lim
Chile | BNG | prm15_wcost_re18_c2p1_co2_cut90p_t1 | 4.1894 | 3.6671 | 4.8674 | 4.253 | 3.6278 | 2.8564 | 5.7567 | 1 | 1 | 18 | 1 | 90%Cut,Lim
Chile | Wind | prm15_wcost_re18_c2p1_co2_cut90p_t1 | 11.8022 | 10.3308 | 9.0953 | 8.0076 | 27.3817 | 40.0461 | 42.2854 | 1 | 1 | 18 | 1 | 90%Cut,Lim
Chile | BNG | prm15_wcost_re17_c2p1_co2_cut90p_t1 | 4.1894 | 3.6671 | 3.2286 | 4.2733 | 3.7052 | 2.9833 | 3.2415 | 1 | 1 | 17 | 1 | 90%Cut,Lim
Chile | Wind | prm15_wcost_re19_c2p1_co2_cut90p_t1 | 11.8022 | 10.3308 | 9.0953 | 8.0076 | 27.849 | 40.5396 | 42.4203 | 1 | 1 | 19 | 1 | 90%Cut,Lim
Chile | Wind | prm15_wcost_re1_c2p1_co2_cut90p_t1 | 11.8022 | 10.3306 | 9.0953 | 8.0064 | 7.0494 | 27.8234 | 31.2622 | 1 | 1 | 1 | 0 | 90%Cut,Lim
Chile | BNG | prm15_wcost_re16_c2p1_co2_cut90p_t1 | 4.1894 | 3.6671 | 3.2286 | 4.2796 | 3.7051 | 2.9849 | 2.6759 | 1 | 1 | 16 | 1 | 90%Cut,Lim
Chile | Wind | prm15_wcost_re20_c2p1_co2_cut90p_t1 | 11.8022 | 10.331 | 9.0954 | 8.0075 | 22.3464 | 44.8613 | 58.7083 | 1 | 1 | 20 | 1 | 90%Cut,Lim
Chile | BNG | prm15_wcost_re15_c2p1_co2_cut90p_t1 | 4.1894 | 3.6671 | 3.2286 | 4.2725 | 3.6969 | 2.9834 | 3.1505 | 1 | 1 | 15 | 1 | 90%Cut,Lim
Chile | Wind | prm15_wcost_re2_c2p1_co2_cut90p_t1 | 11.8022 | 10.3307 | 9.0952 | 8.0074 | 9.2143 | 20.8 | 31.2602 | 1 | 1 | 2 | 0 | 90%Cut,Lim
Chile | BNG | prm15_wcost_re19_c2p1_co2_cut90p_t1 | 4.1894 | 3.6671 | 4.8674 | 4.2455 | 3.6307 | 2.7112 | 5.683 | 1 | 1 | 19 | 1 | 90%Cut,Lim
Chile | BNG | prm15_wcost_re14_c2p1_co2_cut90p_t1 | 4.1894 | 3.6671 | 3.2286 | 4.2591 | 3.6255 | 2.8627 | 4.0891 | 1 | 1 | 14 | 1 | 90%Cut,Lim
Chile | BNG | prm15_wcost_re5_c2p1_co2_cut90p_t1 | 4.1894 | 3.4007 | 3.1479 | 2.7253 | 3.4032 | 2.656 | 1.7069 | 1 | 1 | 5 | 0 | 90%Cut,Lim
Chile | BNG | prm15_wcost_re9_c2p1_co2_cut90p_t1 | 4.1894 | 3.3648 | 3.1242 | 4.1598 | 3.2934 | 2.5623 | 3.4284 | 1 | 1 | 9 | 0 | 90%Cut,Lim
Chile | BNG | prm15_wcost_re8_c2p1_co2_cut90p_t1 | 4.1894 | 3.1519 | 3.0781 | 3.1353 | 3.3196 | 2.5576 | 3.3986 | 1 | 1 | 8 | 0 | 90%Cut,Lim
Chile | BNG | prm15_wcost_re7_c2p1_co2_cut90p_t1 | 4.1894 | 3.3964 | 3.1479 | 2.7316 | 3.407 | 2.777 | 1.7786 | 1 | 1 | 7 | 0 | 90%Cut,Lim
Chile | BNG | prm15_wcost_re6_c2p1_co2_cut90p_t1 | 4.1894 | 3.2112 | 3.1511 | 2.7375 | 3.514 | 2.8036 | 1.7803 | 1 | 1 | 6 | 0 | 90%Cut,Lim
Chile | Fossil | prm15_wcost_re4_c2p1_co2_cut90p_t1 | 48.4673 | 37.8978 | 37.6056 | 37.4028 | 25.7539 | 13.05 | 2.6919 | 1 | 1 | 4 | 0 | 90%Cut,Lim
Chile | Fossil | prm15_wcost_re3_c2p1_co2_cut90p_t1 | 48.4673 | 37.0252 | 37.1117 | 34.6383 | 22.9188 | 9.5843 | 2.6818 | 1 | 1 | 3 | 0 | 90%Cut,Lim
Chile | Fossil | prm15_wcost_re2_c2p1_co2_cut90p_t1 | 48.4673 | 38.0017 | 38.6745 | 40.289 | 27.0866 | 12.1329 | 3.2243 | 1 | 1 | 2 | 0 | 90%Cut,Lim
Chile | Fossil | prm15_wcost_re20_c2p1_co2_cut90p_t1 | 48.4673 | 51.8616 | 53.0854 | 46.6207 | 30.6285 | 14.2955 | 3.842 | 1 | 1 | 20 | 1 | 90%Cut,Lim
Chile | Fossil | prm15_wcost_re5_c2p1_co2_cut90p_t1 | 48.4673 | 38.6731 | 40.0555 | 40.2889 | 27.4717 | 13.3171 | 3.586 | 1 | 1 | 5 | 0 | 90%Cut,Lim
Chile | Fossil | prm15_wcost_re9_c2p1_co2_cut90p_t1 | 48.4673 | 37.0252 | 37.6915 | 33.5751 | 25.1746 | 11.2256 | 2.6529 | 1 | 1 | 9 | 0 | 90%Cut,Lim
Chile | Hydro | prm15_wcost_re10_c2p1_co2_cut90p_t1 | 26.1067 | 24.4982 | 22.7861 | 20.061 | 23.0966 | 20.2826 | 17.4037 | 1 | 1 | 10 | 0 | 90%Cut,Lim
Chile | Fossil | prm15_wcost_re8_c2p1_co2_cut90p_t1 | 48.4673 | 37.3909 | 37.2418 | 33.3214 | 25.0524 | 11.1962 | 2.7506 | 1 | 1 | 8 | 0 | 90%Cut,Lim
Chile | Fossil | prm15_wcost_re7_c2p1_co2_cut90p_t1 | 48.4673 | 39.5812 | 39.1947 | 39.148 | 28.5199 | 17.4606 | 4.039 | 1 | 1 | 7 | 0 | 90%Cut,Lim
Chile | Fossil | prm15_wcost_re6_c2p1_co2_cut90p_t1 | 48.4673 | 41.668 | 41.3142 | 42.0951 | 29.687 | 16.1678 | 3.9392 | 1 | 1 | 6 | 0 | 90%Cut,Lim
Chile | Fossil | prm15_wcost_re1_c2p1_co2_cut90p_t1 | 48.4673 | 42.0067 | 42.8967 | 42.0905 | 33.0522 | 17.0168 | 3.9898 | 1 | 1 | 1 | 0 | 90%Cut,Lim
Chile | Fossil | prm15_wcost_re14_c2p1_co2_cut90p_t1 | 48.4673 | 50.2573 | 47.2011 | 44.9351 | 27.0417 | 13.4872 | 2.415 | 1 | 1 | 14 | 1 | 90%Cut,Lim
Chile | Fossil | prm15_wcost_re13_c2p1_co2_cut90p_t1 | 48.4673 | 46.9858 | 45.1413 | 42.8397 | 21.7154 | 13.0889 | 2.5666 | 1 | 1 | 13 | 1 | 90%Cut,Lim
Chile | Fossil | prm15_wcost_re12_c2p1_co2_cut90p_t1 | 48.4673 | 50.967 | 47.8727 | 41.3772 | 27.2565 | 14.3105 | 2.4043 | 1 | 1 | 12 | 1 | 90%Cut,Lim
Chile | Fossil | prm15_wcost_re11_c2p1_co2_cut90p_t1 | 48.4673 | 51.8616 | 51.946 | 46.4648 | 29.465 | 14.1764 | 3.3671 | 1 | 1 | 11 | 1 | 90%Cut,Lim
Chile | Fossil | prm15_wcost_re15_c2p1_co2_cut90p_t1 | 48.4673 | 51.0679 | 48.2574 | 44.5672 | 27.4329 | 14.5852 | 2.4089 | 1 | 1 | 15 | 1 | 90%Cut,Lim
Chile | Fossil | prm15_wcost_re16_c2p1_co2_cut90p_t1 | 48.4673 | 51.862 | 51.3835 | 45.7979 | 26.8444 | 14.2008 | 2.6403 | 1 | 1 | 16 | 1 | 90%Cut,Lim
Chile | Fossil | prm15_wcost_re19_c2p1_co2_cut90p_t1 | 48.4673 | 48.2483 | 45.1412 | 42.3301 | 23.0108 | 12.2775 | 2.456 | 1 | 1 | 19 | 1 | 90%Cut,Lim
Chile | Fossil | prm15_wcost_re18_c2p1_co2_cut90p_t1 | 48.4673 | 48.2482 | 45.1412 | 43.2544 | 23.4803 | 13.423 | 2.6423 | 1 | 1 | 18 | 1 | 90%Cut,Lim
Chile | Fossil | prm15_wcost_re17_c2p1_co2_cut90p_t1 | 48.4673 | 51.261 | 48.9131 | 46.4359 | 27.8471 | 14.4655 | 2.4124 | 1 | 1 | 17 | 1 | 90%Cut,Lim
Chile | Hydro | prm15_wcost_re5_c2p1_co2_cut90p_t1 | 26.1067 | 25.1669 | 22.7861 | 21.6686 | 22.8434 | 20.0485 | 17.3108 | 1 | 1 | 5 | 0 | 90%Cut,Lim
Chile | Hydro | prm15_wcost_re4_c2p1_co2_cut90p_t1 | 26.1067 | 25.8812 | 22.786 | 21.7693 | 23.0096 | 19.9362 | 17.3431 | 1 | 1 | 4 | 0 | 90%Cut,Lim
Chile | Hydro | prm15_wcost_re3_c2p1_co2_cut90p_t1 | 26.1067 | 25.8811 | 22.7859 | 23.963 | 22.6861 | 19.7345 | 17.3389 | 1 | 1 | 3 | 0 | 90%Cut,Lim
Chile | Hydro | prm15_wcost_re2_c2p1_co2_cut90p_t1 | 26.1067 | 25.8812 | 22.7861 | 21.6685 | 22.7421 | 20.0004 | 17.3811 | 1 | 1 | 2 | 0 | 90%Cut,Lim
Chile | Hydro | prm15_wcost_re6_c2p1_co2_cut90p_t1 | 26.1067 | 24.4982 | 22.7862 | 20.0612 | 22.6663 | 20.1794 | 17.4212 | 1 | 1 | 6 | 0 | 90%Cut,Lim
Chile | Hydro | prm15_wcost_re9_c2p1_co2_cut90p_t1 | 26.1067 | 25.8811 | 22.786 | 23.9619 | 23.0677 | 19.826 | 17.353 | 1 | 1 | 9 | 0 | 90%Cut,Lim
Chile | Hydro | prm15_wcost_re8_c2p1_co2_cut90p_t1 | 26.1067 | 25.8812 | 22.786 | 24.5638 | 22.7041 | 19.8052 | 17.406 | 1 | 1 | 8 | 0 | 90%Cut,Lim
Chile | Hydro | prm15_wcost_re7_c2p1_co2_cut90p_t1 | 26.1067 | 25.1665 | 22.7861 | 21.066 | 23.0465 | 20.1741 | 17.3511 | 1 | 1 | 7 | 0 | 90%Cut,Lim
Chile | Hydro | prm15_wcost_re20_c2p1_co2_cut90p_t1 | 26.1067 | 25.8819 | 22.7865 | 22.1208 | 23.0967 | 20.3167 | 17.4598 | 1 | 1 | 20 | 1 | 90%Cut,Lim
Chile | Hydro | prm15_wcost_re15_c2p1_co2_cut90p_t1 | 26.1067 | 25.8815 | 22.7864 | 22.7906 | 23.0967 | 20.2461 | 17.4717 | 1 | 1 | 15 | 1 | 90%Cut,Lim
Chile | Hydro | prm15_wcost_re14_c2p1_co2_cut90p_t1 | 26.1067 | 25.8817 | 22.7864 | 21.9367 | 23.0923 | 20.2956 | 17.5113 | 1 | 1 | 14 | 1 | 90%Cut,Lim
Chile | Hydro | prm15_wcost_re13_c2p1_co2_cut90p_t1 | 26.1067 | 25.8814 | 22.7863 | 22.9418 | 23.0928 | 20.1735 | 17.5579 | 1 | 1 | 13 | 1 | 90%Cut,Lim
Chile | Hydro | prm15_wcost_re12_c2p1_co2_cut90p_t1 | 26.1067 | 25.8814 | 22.7864 | 25.8442 | 23.0952 | 20.2784 | 17.58 | 1 | 1 | 12 | 1 | 90%Cut,Lim
Chile | Hydro | prm15_wcost_re11_c2p1_co2_cut90p_t1 | 26.1067 | 25.8819 | 22.7867 | 22.4556 | 23.0967 | 20.2953 | 17.5004 | 1 | 1 | 11 | 1 | 90%Cut,Lim
Chile | Hydro | prm15_wcost_re16_c2p1_co2_cut90p_t1 | 26.1067 | 25.8817 | 22.7865 | 22.6064 | 23.0967 | 20.2722 | 17.4148 | 1 | 1 | 16 | 1 | 90%Cut,Lim
Chile | Hydro | prm15_wcost_re1_c2p1_co2_cut90p_t1 | 26.1067 | 24.4982 | 22.7862 | 20.0612 | 23.0908 | 20.1911 | 17.4072 | 1 | 1 | 1 | 0 | 90%Cut,Lim
Chile | Hydro | prm15_wcost_re19_c2p1_co2_cut90p_t1 | 26.1067 | 25.8814 | 22.7863 | 23.377 | 23.0771 | 20.2105 | 17.538 | 1 | 1 | 19 | 1 | 90%Cut,Lim
Chile | Hydro | prm15_wcost_re18_c2p1_co2_cut90p_t1 | 26.1067 | 25.8815 | 22.7863 | 22.7742 | 23.012 | 20.235 | 17.5946 | 1 | 1 | 18 | 1 | 90%Cut,Lim
Chile | Hydro | prm15_wcost_re17_c2p1_co2_cut90p_t1 | 26.1067 | 25.8814 | 22.7865 | 21.5012 | 23.0968 | 20.3151 | 17.5153 | 1 | 1 | 17 | 1 | 90%Cut,Lim
Chile | Fossil | prm15_wcost_re10_c2p1_co2_cut90p_t1 | 48.4673 | 42.044 | 42.6549 | 43.5873 | 33.6406 | 15.7563 | 4.0491 | 1 | 1 | 10 | 0 | 90%Cut,Lim
Chile | Wind | prm15_wcost_re4_c2p1_co2_cut90p_tn | 11.7343 | 10.3315 | 9.1214 | 8.3345 | 7.4294 | 6.7307 | 0 | 1 | 0 | 4 | 0 | 90%Cut,Full
Chile | BNG | prm15_wcost_re15_c2p1_co2_cut90p_tn | 3.5505 | 3.6677 | 3.2707 | 4.8046 | 4.0439 | 3.5364 | 3.3681 | 1 | 0 | 15 | 1 | 90%Cut,Full
Chile | Wind | prm15_wcost_re20_c2p1_co2_cut90p_tn | 11.7343 | 10.3329 | 9.0969 | 8.2121 | 8.416 | 8.5129 | 0.21931 | 1 | 0 | 20 | 1 | 90%Cut,Full
Chile | Hydro | prm15_wcost_re14_c2p1_co2_cut90p_tn | 25.9566 | 25.8847 | 23.3232 | 23.4242 | 27.7291 | 26.9075 | 31.0445 | 1 | 0 | 14 | 1 | 90%Cut,Full
Chile | Wind | prm15_wcost_re6_c2p1_co2_cut90p_tn | 11.7343 | 10.332 | 9.0956 | 8.0989 | 7.3967 | 6.7799 | 0 | 1 | 0 | 6 | 0 | 90%Cut,Full
Chile | Hydro | prm15_wcost_re18_c2p1_co2_cut90p_tn | 25.9566 | 25.8838 | 23.4655 | 22.7582 | 27.9048 | 27.2653 | 31.7489 | 1 | 0 | 18 | 1 | 90%Cut,Full
Chile | Wind | prm15_wcost_re1_c2p1_co2_cut90p_tn | 11.7343 | 10.3319 | 9.0958 | 8.0795 | 7.3708 | 6.7259 | 0 | 1 | 0 | 1 | 0 | 90%Cut,Full
Chile | BNG | prm15_wcost_re16_c2p1_co2_cut90p_tn | 3.5505 | 3.6676 | 3.2291 | 4.4235 | 4.0096 | 3.436 | 3.297 | 1 | 0 | 16 | 1 | 90%Cut,Full
Chile | Wind | prm15_wcost_re19_c2p1_co2_cut90p_tn | 11.7343 | 10.3317 | 9.4296 | 9.0718 | 8.3758 | 8.0703 | 0 | 1 | 0 | 19 | 1 | 90%Cut,Full
Chile | BNG | prm15_wcost_re6_c2p1_co2_cut90p_tn | 3.5505 | 3.3185 | 3.1929 | 2.7777 | 3.6348 | 2.7346 | 2.1435 | 1 | 0 | 6 | 0 | 90%Cut,Full
Chile | Hydro | prm15_wcost_re9_c2p1_co2_cut90p_tn | 25.9566 | 25.2161 | 22.8181 | 25.7788 | 24.2538 | 22.2765 | 21.8215 | 1 | 0 | 9 | 0 | 90%Cut,Full
Chile | BNG | prm15_wcost_re7_c2p1_co2_cut90p_tn | 3.5505 | 2.9892 | 3.1509 | 2.7216 | 3.6106 | 2.7765 | 2.2188 | 1 | 0 | 7 | 0 | 90%Cut,Full
Chile | Hydro | prm15_wcost_re15_c2p1_co2_cut90p_tn | 25.9566 | 25.8854 | 23.0838 | 23.0298 | 27.8509 | 27.3557 | 32.8334 | 1 | 0 | 15 | 1 | 90%Cut,Full
Chile | BNG | prm15_wcost_re13_c2p1_co2_cut90p_tn | 3.5505 | 3.6674 | 5.0403 | 4.7155 | 3.8466 | 3.6964 | 3.6215 | 1 | 0 | 13 | 1 | 90%Cut,Full
Chile | Wind | prm15_wcost_re5_c2p1_co2_cut90p_tn | 11.7343 | 10.3315 | 9.096 | 8.1212 | 7.3952 | 6.6647 | 0 | 1 | 0 | 5 | 0 | 90%Cut,Full
Chile | Hydro | prm15_wcost_re16_c2p1_co2_cut90p_tn | 25.9566 | 25.885 | 22.7901 | 20.7084 | 27.2497 | 26.9446 | 31.9874 | 1 | 0 | 16 | 1 | 90%Cut,Full
Chile | Hydro | prm15_wcost_re19_c2p1_co2_cut90p_tn | 25.9566 | 25.8838 | 23.6237 | 23.8742 | 27.4401 | 26.4385 | 28.6255 | 1 | 0 | 19 | 1 | 90%Cut,Full
Chile | BNG | prm15_wcost_re14_c2p1_co2_cut90p_tn | 3.5505 | 3.6676 | 3.3046 | 4.8664 | 4.0203 | 3.3461 | 3.1846 | 1 | 0 | 14 | 1 | 90%Cut,Full
Chile | BNG | prm15_wcost_re12_c2p1_co2_cut90p_tn | 3.5505 | 3.6676 | 3.2842 | 4.8283 | 4.0366 | 3.5109 | 3.2718 | 1 | 0 | 12 | 1 | 90%Cut,Full
Chile | Wind | prm15_wcost_re2_c2p1_co2_cut90p_tn | 11.7343 | 10.3315 | 9.1199 | 8.1938 | 7.4015 | 6.6708 | 0 | 1 | 0 | 2 | 0 | 90%Cut,Full
Chile | Hydro | prm15_wcost_re17_c2p1_co2_cut90p_tn | 25.9566 | 25.8853 | 22.8925 | 23.1028 | 27.6411 | 27.3197 | 32.4758 | 1 | 0 | 17 | 1 | 90%Cut,Full
Chile | Wind | prm15_wcost_re3_c2p1_co2_cut90p_tn | 11.7343 | 10.3318 | 9.0963 | 8.085 | 7.443 | 6.813 | 0 | 1 | 0 | 3 | 0 | 90%Cut,Full
Chile | Wind | prm15_wcost_re18_c2p1_co2_cut90p_tn | 11.7343 | 10.3317 | 9.3664 | 9.0276 | 8.4597 | 8.2018 | 0 | 1 | 0 | 18 | 1 | 90%Cut,Full
Chile | Hydro | prm15_wcost_re8_c2p1_co2_cut90p_tn | 25.9566 | 25.2161 | 22.8017 | 24.8174 | 24.3284 | 22.107 | 21.6217 | 1 | 0 | 8 | 0 | 90%Cut,Full
Chile | BNG | prm15_wcost_re4_c2p1_co2_cut90p_tn | 3.5505 | 3.4258 | 3.1512 | 2.8097 | 3.5426 | 2.6255 | 2.1821 | 1 | 0 | 4 | 0 | 90%Cut,Full
Chile | BNG | prm15_wcost_re1_c2p1_co2_cut90p_tn | 3.5505 | 3.3664 | 3.1898 | 2.778 | 2.3526 | 2.7336 | 2.1172 | 1 | 0 | 1 | 0 | 90%Cut,Full
Chile | Wind | prm15_wcost_re13_c2p1_co2_cut90p_tn | 11.7343 | 10.3317 | 9.4185 | 9.0176 | 8.554 | 8.9358 | 0 | 1 | 0 | 13 | 1 | 90%Cut,Full
Chile | Hydro | prm15_wcost_re3_c2p1_co2_cut90p_tn | 25.9566 | 25.8839 | 22.8175 | 25.9283 | 24.2903 | 22.4261 | 22.09 | 1 | 0 | 3 | 0 | 90%Cut,Full
Chile | BNG | prm15_wcost_re20_c2p1_co2_cut90p_tn | 3.5505 | 3.6678 | 3.2291 | 2.915 | 4.1482 | 3.6058 | 3.3154 | 1 | 0 | 20 | 1 | 90%Cut,Full
Chile | Wind | prm15_wcost_re12_c2p1_co2_cut90p_tn | 11.7343 | 10.3321 | 9.2521 | 9.2491 | 8.4924 | 8.4511 | 0 | 1 | 0 | 12 | 1 | 90%Cut,Full
Chile | Hydro | prm15_wcost_re6_c2p1_co2_cut90p_tn | 25.9566 | 24.5014 | 22.787 | 21.6789 | 23.9417 | 22.1988 | 20.1298 | 1 | 0 | 6 | 0 | 90%Cut,Full
Chile | Hydro | prm15_wcost_re4_c2p1_co2_cut90p_tn | 25.9566 | 25.1687 | 22.8515 | 24.0271 | 24.3391 | 22.0417 | 20.905 | 1 | 0 | 4 | 0 | 90%Cut,Full
Chile | Wind | prm15_wcost_re11_c2p1_co2_cut90p_tn | 11.7343 | 10.3329 | 9.0967 | 8.2647 | 8.4087 | 8.3817 | 0 | 1 | 0 | 11 | 1 | 90%Cut,Full
Chile | BNG | prm15_wcost_re2_c2p1_co2_cut90p_tn | 3.5505 | 3.4258 | 3.1514 | 2.7865 | 3.5543 | 2.613 | 2.1415 | 1 | 0 | 2 | 0 | 90%Cut,Full
Chile | Wind | prm15_wcost_re10_c2p1_co2_cut90p_tn | 11.7343 | 10.3317 | 9.0958 | 8.0824 | 7.3759 | 6.7116 | 0.12126 | 1 | 0 | 10 | 0 | 90%Cut,Full
Chile | Hydro | prm15_wcost_re5_c2p1_co2_cut90p_tn | 25.9566 | 25.2148 | 22.788 | 22.4859 | 24.2274 | 21.8166 | 21.2937 | 1 | 0 | 5 | 0 | 90%Cut,Full
Chile | BNG | prm15_wcost_re3_c2p1_co2_cut90p_tn | 3.5505 | 3.3393 | 3.1321 | 2.7108 | 3.4269 | 2.6902 | 2.3227 | 1 | 0 | 3 | 0 | 90%Cut,Full
Chile | Wind | prm15_wcost_re14_c2p1_co2_cut90p_tn | 11.7343 | 10.3321 | 9.3096 | 9.3499 | 8.4475 | 8.2151 | 0 | 1 | 0 | 14 | 1 | 90%Cut,Full
Chile | Hydro | prm15_wcost_re7_c2p1_co2_cut90p_tn | 25.9566 | 25.215 | 22.7881 | 22.7686 | 24.2356 | 22.6776 | 21.2893 | 1 | 0 | 7 | 0 | 90%Cut,Full
Chile | Hydro | prm15_wcost_re2_c2p1_co2_cut90p_tn | 25.9566 | 25.1687 | 22.8478 | 22.9082 | 24.2462 | 21.8998 | 20.4477 | 1 | 0 | 2 | 0 | 90%Cut,Full
Chile | Hydro | prm15_wcost_re1_c2p1_co2_cut90p_tn | 25.9566 | 24.5013 | 22.7875 | 22.1338 | 23.8621 | 22.0312 | 19.7817 | 1 | 0 | 1 | 0 | 90%Cut,Full
Chile | BNG | prm15_wcost_re5_c2p1_co2_cut90p_tn | 3.5505 | 3.3921 | 3.1491 | 2.7211 | 3.5975 | 2.6629 | 2.2187 | 1 | 0 | 5 | 0 | 90%Cut,Full
Chile | Wind | prm15_wcost_re17_c2p1_co2_cut90p_tn | 11.7343 | 10.3323 | 9.1377 | 9.2217 | 8.4376 | 8.339 | 0 | 1 | 0 | 17 | 1 | 90%Cut,Full
Chile | BNG | prm15_wcost_re18_c2p1_co2_cut90p_tn | 3.5505 | 3.6674 | 5.0125 | 4.7219 | 3.9115 | 3.3813 | 3.4254 | 1 | 0 | 18 | 1 | 90%Cut,Full
Chile | BNG | prm15_wcost_re17_c2p1_co2_cut90p_tn | 3.5505 | 3.6676 | 3.2436 | 3.1583 | 4.0197 | 3.532 | 3.3053 | 1 | 0 | 17 | 1 | 90%Cut,Full
Chile | Wind | prm15_wcost_re16_c2p1_co2_cut90p_tn | 11.7343 | 10.3322 | 9.0968 | 8.2659 | 8.4171 | 8.2246 | 0 | 1 | 0 | 16 | 1 | 90%Cut,Full
Chile | Hydro | prm15_wcost_re20_c2p1_co2_cut90p_tn | 25.9566 | 25.8867 | 22.7902 | 20.5735 | 27.2712 | 28.2137 | 31.7812 | 1 | 0 | 20 | 1 | 90%Cut,Full
Chile | BNG | prm15_wcost_re19_c2p1_co2_cut90p_tn | 3.5505 | 3.6674 | 5.0463 | 4.7217 | 3.83 | 3.272 | 3.0809 | 1 | 0 | 19 | 1 | 90%Cut,Full
Chile | Wind | prm15_wcost_re15_c2p1_co2_cut90p_tn | 11.7343 | 10.3323 | 9.2141 | 9.1925 | 8.4827 | 8.3429 | 0 | 1 | 0 | 15 | 1 | 90%Cut,Full
Chile | Wind | prm15_wcost_re7_c2p1_co2_cut90p_tn | 11.7343 | 10.3315 | 9.0961 | 8.1191 | 7.3977 | 6.9115 | 0 | 1 | 0 | 7 | 0 | 90%Cut,Full
Chile | Hydro | prm15_wcost_re13_c2p1_co2_cut90p_tn | 25.9566 | 25.8837 | 23.5959 | 24.6043 | 28.0191 | 29.8945 | 32.5762 | 1 | 0 | 13 | 1 | 90%Cut,Full
Chile | Hydro | prm15_wcost_re10_c2p1_co2_cut90p_tn | 25.9566 | 24.5007 | 22.7876 | 22.2093 | 23.879 | 21.9813 | 19.6787 | 1 | 0 | 10 | 0 | 90%Cut,Full
Chile | BNG | prm15_wcost_re11_c2p1_co2_cut90p_tn | 3.5505 | 3.6678 | 3.229 | 2.9337 | 4.0898 | 3.6216 | 3.4074 | 1 | 0 | 11 | 1 | 90%Cut,Full
Chile | Wind | prm15_wcost_re8_c2p1_co2_cut90p_tn | 11.7343 | 10.332 | 9.1015 | 8.0896 | 7.426 | 6.7486 | 0 | 1 | 0 | 8 | 0 | 90%Cut,Full
Chile | BNG | prm15_wcost_re10_c2p1_co2_cut90p_tn | 3.5505 | 3.4626 | 3.1128 | 2.7798 | 2.3587 | 2.8341 | 2.1041 | 1 | 0 | 10 | 0 | 90%Cut,Full
Chile | Wind | prm15_wcost_re9_c2p1_co2_cut90p_tn | 11.7343 | 10.332 | 9.103 | 8.1094 | 7.5054 | 6.6217 | 0 | 1 | 0 | 9 | 0 | 90%Cut,Full
Chile | Hydro | prm15_wcost_re11_c2p1_co2_cut90p_tn | 25.9566 | 25.8867 | 22.7897 | 20.7054 | 27.2818 | 27.835 | 32.3783 | 1 | 0 | 11 | 1 | 90%Cut,Full
Chile | Hydro | prm15_wcost_re12_c2p1_co2_cut90p_tn | 25.9566 | 25.8849 | 23.1791 | 23.1699 | 27.8221 | 27.6692 | 31.8962 | 1 | 0 | 12 | 1 | 90%Cut,Full
Chile | Fossil | prm15_wcost_re10_c2p1_co2_cut90p_tn | 49.3782 | 43.0889 | 44.6116 | 37.6836 | 30.1299 | 19.8511 | 9.8823 | 1 | 0 | 10 | 0 | 90%Cut,Full
Chile | Fossil | prm15_wcost_re11_c2p1_co2_cut90p_tn | 49.3782 | 51.8528 | 55.3326 | 54.0515 | 32.2934 | 28.1828 | 11.6917 | 1 | 0 | 11 | 1 | 90%Cut,Full
Chile | Solar | prm15_wcost_re9_c2p1_co2_cut90p_tn | 9.3802 | 22.3507 | 27.17 | 34.7871 | 43.4304 | 55.5653 | 69.5681 | 1 | 0 | 9 | 0 | 90%Cut,Full
Chile | Fossil | prm15_wcost_re12_c2p1_co2_cut90p_tn | 49.3782 | 50.8558 | 46.66 | 37.0776 | 29.204 | 24.5322 | 7.0916 | 1 | 0 | 12 | 1 | 90%Cut,Full
Chile | Fossil | prm15_wcost_re17_c2p1_co2_cut90p_tn | 49.3782 | 51.127 | 48.5515 | 41.0251 | 30.3238 | 25.4925 | 9.741 | 1 | 0 | 17 | 1 | 90%Cut,Full
Chile | Fossil | prm15_wcost_re16_c2p1_co2_cut90p_tn | 49.3782 | 51.8558 | 52.4826 | 50.0569 | 31.5288 | 26.8042 | 9.6253 | 1 | 0 | 16 | 1 | 90%Cut,Full
Chile | Fossil | prm15_wcost_re18_c2p1_co2_cut90p_tn | 49.3782 | 47.9396 | 42.4383 | 35.4976 | 25.5624 | 15.8539 | 10.848 | 1 | 0 | 18 | 1 | 90%Cut,Full
Chile | Fossil | prm15_wcost_re19_c2p1_co2_cut90p_tn | 49.3782 | 48.0885 | 41.7048 | 32.7676 | 24.5008 | 14.5722 | 8.618 | 1 | 0 | 19 | 1 | 90%Cut,Full
Chile | Fossil | prm15_wcost_re13_c2p1_co2_cut90p_tn | 49.3782 | 46.5331 | 41.071 | 32.3322 | 24.6028 | 15.6014 | 10.5848 | 1 | 0 | 13 | 1 | 90%Cut,Full
Chile | Fossil | prm15_wcost_re14_c2p1_co2_cut90p_tn | 49.3782 | 49.5633 | 44.8557 | 34.6751 | 29.7003 | 22.5279 | 7.5858 | 1 | 0 | 14 | 1 | 90%Cut,Full
Chile | Fossil | prm15_wcost_re15_c2p1_co2_cut90p_tn | 49.3782 | 51.0472 | 47.5782 | 39.5854 | 29.7371 | 25.5881 | 8.2234 | 1 | 0 | 15 | 1 | 90%Cut,Full
Chile | Solar | prm15_wcost_re8_c2p1_co2_cut90p_tn | 9.3802 | 22.3507 | 26.7533 | 31.44 | 43.6545 | 55.4604 | 69.8289 | 1 | 0 | 8 | 0 | 90%Cut,Full
Chile | Solar | prm15_wcost_re10_c2p1_co2_cut90p_tn | 9.3802 | 18.6161 | 20.3921 | 29.2449 | 36.2565 | 48.6218 | 68.2136 | 1 | 0 | 10 | 0 | 90%Cut,Full
Chile | Solar | prm15_wcost_re11_c2p1_co2_cut90p_tn | 9.3802 | 8.2599 | 9.552 | 14.0446 | 27.9262 | 31.979 | 52.5225 | 1 | 0 | 11 | 1 | 90%Cut,Full
Chile | Solar | prm15_wcost_re12_c2p1_co2_cut90p_tn | 9.3802 | 9.2596 | 17.6246 | 25.6751 | 30.4449 | 35.8366 | 57.7405 | 1 | 0 | 12 | 1 | 90%Cut,Full
Chile | Solar | prm15_wcost_re2_c2p1_co2_cut90p_tn | 9.3802 | 21.8322 | 26.5406 | 34.2395 | 40.6007 | 52.1065 | 70.8336 | 1 | 0 | 2 | 0 | 90%Cut,Full
Chile | Solar | prm15_wcost_re3_c2p1_co2_cut90p_tn | 9.3802 | 22.4126 | 27.5411 | 33.6158 | 43.5841 | 55.4498 | 68.8531 | 1 | 0 | 3 | 0 | 90%Cut,Full
Chile | Solar | prm15_wcost_re4_c2p1_co2_cut90p_tn | 9.3802 | 21.8322 | 27.1128 | 36.6163 | 41.6869 | 54.1347 | 70.687 | 1 | 0 | 4 | 0 | 90%Cut,Full
Chile | Solar | prm15_wcost_re5_c2p1_co2_cut90p_tn | 9.3802 | 21.7589 | 24.204 | 29.9341 | 40.1 | 51.3308 | 68.865 | 1 | 0 | 5 | 0 | 90%Cut,Full
Chile | Solar | prm15_wcost_re6_c2p1_co2_cut90p_tn | 9.3802 | 19.5432 | 21.642 | 29.3268 | 37.5577 | 47.759 | 69.824 | 1 | 0 | 6 | 0 | 90%Cut,Full
Chile | Solar | prm15_wcost_re7_c2p1_co2_cut90p_tn | 9.3802 | 21.3649 | 23.5014 | 30.0277 | 37.9098 | 47.8146 | 68.4206 | 1 | 0 | 7 | 0 | 90%Cut,Full
Chile | Solar | prm15_wcost_re13_c2p1_co2_cut90p_tn | 9.3802 | 13.5841 | 20.8743 | 29.3304 | 34.9775 | 41.8719 | 53.2176 | 1 | 0 | 13 | 1 | 90%Cut,Full
Chile | Solar | prm15_wcost_re20_c2p1_co2_cut90p_tn | 9.3802 | 8.2599 | 9.6779 | 13.5498 | 27.5702 | 32.1118 | 51.4468 | 1 | 0 | 20 | 1 | 90%Cut,Full
Chile | Solar | prm15_wcost_re1_c2p1_co2_cut90p_tn | 9.3802 | 19.2103 | 20.0944 | 29.247 | 36.5435 | 48.6528 | 68.7622 | 1 | 0 | 1 | 0 | 90%Cut,Full
Chile | Solar | prm15_wcost_re14_c2p1_co2_cut90p_tn | 9.3802 | 10.5524 | 19.2069 | 27.6844 | 30.1028 | 39.0035 | 58.1851 | 1 | 0 | 14 | 1 | 90%Cut,Full
Chile | Solar | prm15_wcost_re15_c2p1_co2_cut90p_tn | 9.3802 | 9.0675 | 16.8532 | 23.3876 | 29.8855 | 35.1768 | 55.5751 | 1 | 0 | 15 | 1 | 90%Cut,Full
Chile | Solar | prm15_wcost_re16_c2p1_co2_cut90p_tn | 9.3802 | 8.2594 | 12.4014 | 16.5452 | 28.7948 | 34.5906 | 55.0903 | 1 | 0 | 16 | 1 | 90%Cut,Full
Chile | Solar | prm15_wcost_re18_c2p1_co2_cut90p_tn | 9.3802 | 12.1774 | 19.7173 | 27.9948 | 34.1616 | 45.2976 | 53.9778 | 1 | 0 | 18 | 1 | 90%Cut,Full
Chile | Solar | prm15_wcost_re19_c2p1_co2_cut90p_tn | 9.3802 | 12.0285 | 20.1957 | 29.5646 | 35.8534 | 47.647 | 59.6757 | 1 | 0 | 19 | 1 | 90%Cut,Full
Chile | Solar | prm15_wcost_re17_c2p1_co2_cut90p_tn | 9.3802 | 8.9877 | 16.1747 | 23.4922 | 29.5778 | 35.3169 | 54.4779 | 1 | 0 | 17 | 1 | 90%Cut,Full
Chile | BNG | prm15_wcost_re8_c2p1_co2_cut90p_tn | 3.5505 | 3.3741 | 3.1308 | 2.7201 | 3.4581 | 2.6428 | 2.2588 | 1 | 0 | 8 | 0 | 90%Cut,Full
Chile | BNG | prm15_wcost_re9_c2p1_co2_cut90p_tn | 3.5505 | 3.3771 | 3.1335 | 2.7315 | 3.4995 | 2.7158 | 2.3247 | 1 | 0 | 9 | 0 | 90%Cut,Full
Chile | Fossil | prm15_wcost_re4_c2p1_co2_cut90p_tn | 49.3782 | 39.2418 | 37.7631 | 28.2124 | 23.0019 | 14.4675 | 6.2258 | 1 | 0 | 4 | 0 | 90%Cut,Full
Chile | Fossil | prm15_wcost_re6_c2p1_co2_cut90p_tn | 49.3782 | 42.3049 | 43.2824 | 38.1178 | 27.4692 | 20.5277 | 7.9027 | 1 | 0 | 6 | 0 | 90%Cut,Full
Chile | Fossil | prm15_wcost_re5_c2p1_co2_cut90p_tn | 49.3782 | 39.3027 | 40.7629 | 36.7376 | 24.6799 | 17.525 | 7.6226 | 1 | 0 | 5 | 0 | 90%Cut,Full
Chile | Fossil | prm15_wcost_re3_c2p1_co2_cut90p_tn | 49.3782 | 38.0324 | 37.413 | 29.6602 | 21.2556 | 12.6209 | 6.7342 | 1 | 0 | 3 | 0 | 90%Cut,Full
Chile | Fossil | prm15_wcost_re1_c2p1_co2_cut90p_tn | 49.3782 | 42.5901 | 44.8326 | 37.7616 | 29.871 | 19.8564 | 9.339 | 1 | 0 | 1 | 0 | 90%Cut,Full
Chile | Fossil | prm15_wcost_re20_c2p1_co2_cut90p_tn | 49.3782 | 51.8527 | 55.2059 | 54.7496 | 32.5943 | 27.5559 | 13.2372 | 1 | 0 | 20 | 1 | 90%Cut,Full
Chile | Fossil | prm15_wcost_re2_c2p1_co2_cut90p_tn | 49.3782 | 39.2418 | 38.3403 | 31.8719 | 24.1973 | 16.7098 | 6.5773 | 1 | 0 | 2 | 0 | 90%Cut,Full
Chile | Fossil | prm15_wcost_re7_c2p1_co2_cut90p_tn | 49.3782 | 40.0994 | 41.4635 | 36.363 | 26.8463 | 19.8199 | 8.0713 | 1 | 0 | 7 | 0 | 90%Cut,Full
Chile | Fossil | prm15_wcost_re8_c2p1_co2_cut90p_tn | 49.3782 | 38.7271 | 38.2127 | 32.9329 | 21.133 | 13.0412 | 6.2906 | 1 | 0 | 8 | 0 | 90%Cut,Full
Chile | Fossil | prm15_wcost_re9_c2p1_co2_cut90p_tn | 49.3782 | 38.7241 | 37.7755 | 28.5932 | 21.3109 | 12.8207 | 6.2858 | 1 | 0 | 9 | 0 | 90%Cut,Full
Paraguay | Solar | prm15_wcost_re3_c2p1_t1 | 0 | 0 | 0 | 0 | 0 | 1.8276 | 12.1868 | 0 | 1 | 3 | 0 | NoCut,Lim
Paraguay | Fossil | prm15_wcost_re7_c2p1_t1 | 0 | 0 | 0 | 0 | 0 | 4.4584 | 9.7874 | 0 | 1 | 7 | 0 | NoCut,Lim
Paraguay | Solar | prm15_wcost_re2_c2p1_t1 | 0 | 0 | 0 | 0 | 0 | 1.8253 | 12.1868 | 0 | 1 | 2 | 0 | NoCut,Lim
Paraguay | Hydro | prm15_wcost_re13_c2p1_t1 | 100 | 100 | 100 | 100 | 100 | 93.6771 | 77.9765 | 0 | 1 | 13 | 1 | NoCut,Lim
Paraguay | Solar | prm15_wcost_re20_c2p1_t1 | 0 | 0 | 0 | 0 | 0 | 1.4885 | 5.8742 | 0 | 1 | 20 | 1 | NoCut,Lim
Paraguay | Solar | prm15_wcost_re1_c2p1_t1 | 0 | 0 | 0 | 0 | 0 | 1.8402 | 7.7626 | 0 | 1 | 1 | 0 | NoCut,Lim
Paraguay | Solar | prm15_wcost_re19_c2p1_t1 | 0 | 0 | 0 | 0 | 0 | 1.52 | 4.4688 | 0 | 1 | 19 | 1 | NoCut,Lim
Paraguay | Fossil | prm15_wcost_re6_c2p1_t1 | 0 | 0 | 0 | 0 | 0 | 4.4584 | 7.8628 | 0 | 1 | 6 | 0 | NoCut,Lim
Paraguay | Solar | prm15_wcost_re18_c2p1_t1 | 0 | 0 | 0 | 0 | 0 | 1.5062 | 4.4691 | 0 | 1 | 18 | 1 | NoCut,Lim
Paraguay | Solar | prm15_wcost_re17_c2p1_t1 | 0 | 0 | 0 | 0 | 0 | 1.506 | 4.6157 | 0 | 1 | 17 | 1 | NoCut,Lim
Paraguay | Hydro | prm15_wcost_re15_c2p1_t1 | 100 | 100 | 100 | 100 | 100 | 93.6996 | 77.916 | 0 | 1 | 15 | 1 | NoCut,Lim
Paraguay | Hydro | prm15_wcost_re14_c2p1_t1 | 100 | 100 | 100 | 100 | 100 | 93.6824 | 77.9792 | 0 | 1 | 14 | 1 | NoCut,Lim
Paraguay | Solar | prm15_wcost_re16_c2p1_t1 | 0 | 0 | 0 | 0 | 0 | 1.4899 | 5.9748 | 0 | 1 | 16 | 1 | NoCut,Lim
Paraguay | Solar | prm15_wcost_re4_c2p1_t1 | 0 | 0 | 0 | 0 | 0 | 1.8255 | 12.1918 | 0 | 1 | 4 | 0 | NoCut,Lim
Paraguay | Fossil | prm15_wcost_re9_c2p1_t1 | 0 | 0 | 0 | 0 | 0 | 4.4582 | 10.0068 | 0 | 1 | 9 | 0 | NoCut,Lim
Paraguay | Hydro | prm15_wcost_re10_c2p1_t1 | 100 | 100 | 100 | 100 | 100 | 93.6086 | 77.7583 | 0 | 1 | 10 | 0 | NoCut,Lim
Paraguay | Hydro | prm15_wcost_re12_c2p1_t1 | 100 | 100 | 100 | 100 | 100 | 93.6928 | 77.9407 | 0 | 1 | 12 | 1 | NoCut,Lim
Paraguay | Solar | prm15_wcost_re9_c2p1_t1 | 0 | 0 | 0 | 0 | 0 | 1.8168 | 12.1867 | 0 | 1 | 9 | 0 | NoCut,Lim
Paraguay | Hydro | prm15_wcost_re11_c2p1_t1 | 100 | 100 | 100 | 100 | 100 | 93.682 | 77.749 | 0 | 1 | 11 | 1 | NoCut,Lim
Paraguay | Solar | prm15_wcost_re7_c2p1_t1 | 0 | 0 | 0 | 0 | 0 | 1.8354 | 11.1655 | 0 | 1 | 7 | 0 | NoCut,Lim
Paraguay | Fossil | prm15_wcost_re8_c2p1_t1 | 0 | 0 | 0 | 0 | 0 | 4.4582 | 10.0068 | 0 | 1 | 8 | 0 | NoCut,Lim
Paraguay | Solar | prm15_wcost_re6_c2p1_t1 | 0 | 0 | 0 | 0 | 0 | 1.8391 | 7.6757 | 0 | 1 | 6 | 0 | NoCut,Lim
Paraguay | Solar | prm15_wcost_re5_c2p1_t1 | 0 | 0 | 0 | 0 | 0 | 1.8315 | 12.0209 | 0 | 1 | 5 | 0 | NoCut,Lim
Paraguay | Solar | prm15_wcost_re8_c2p1_t1 | 0 | 0 | 0 | 0 | 0 | 1.8161 | 12.1873 | 0 | 1 | 8 | 0 | NoCut,Lim
Paraguay | Fossil | prm15_wcost_re5_c2p1_t1 | 0 | 0 | 0 | 0 | 0 | 4.4582 | 9.9917 | 0 | 1 | 5 | 0 | NoCut,Lim
Paraguay | Fossil | prm15_wcost_re3_c2p1_t1 | 0 | 0 | 0 | 0 | 0 | 4.4582 | 10.0068 | 0 | 1 | 3 | 0 | NoCut,Lim
Paraguay | Hydro | prm15_wcost_re19_c2p1_t1 | 100 | 100 | 100 | 100 | 100 | 93.6628 | 77.9792 | 0 | 1 | 19 | 1 | NoCut,Lim
Paraguay | Hydro | prm15_wcost_re1_c2p1_t1 | 100 | 100 | 100 | 100 | 100 | 93.6024 | 77.7532 | 0 | 1 | 1 | 0 | NoCut,Lim
Paraguay | Fossil | prm15_wcost_re2_c2p1_t1 | 0 | 0 | 0 | 0 | 0 | 4.4582 | 10.0068 | 0 | 1 | 2 | 0 | NoCut,Lim
Paraguay | Hydro | prm15_wcost_re20_c2p1_t1 | 100 | 100 | 100 | 100 | 100 | 93.6777 | 77.7515 | 0 | 1 | 20 | 1 | NoCut,Lim
Paraguay | Solar | prm15_wcost_re15_c2p1_t1 | 0 | 0 | 0 | 0 | 0 | 1.4832 | 4.6171 | 0 | 1 | 15 | 1 | NoCut,Lim
Paraguay | Hydro | prm15_wcost_re18_c2p1_t1 | 100 | 100 | 100 | 100 | 100 | 93.6765 | 77.9788 | 0 | 1 | 18 | 1 | NoCut,Lim
Paraguay | Solar | prm15_wcost_re14_c2p1_t1 | 0 | 0 | 0 | 0 | 0 | 1.5007 | 4.4688 | 0 | 1 | 14 | 1 | NoCut,Lim
Paraguay | Hydro | prm15_wcost_re16_c2p1_t1 | 100 | 100 | 100 | 100 | 100 | 93.6932 | 77.7493 | 0 | 1 | 16 | 1 | NoCut,Lim
Paraguay | Solar | prm15_wcost_re13_c2p1_t1 | 0 | 0 | 0 | 0 | 0 | 1.5208 | 4.4714 | 0 | 1 | 13 | 1 | NoCut,Lim
Paraguay | Solar | prm15_wcost_re12_c2p1_t1 | 0 | 0 | 0 | 0 | 0 | 1.4903 | 4.593 | 0 | 1 | 12 | 1 | NoCut,Lim
Paraguay | Hydro | prm15_wcost_re17_c2p1_t1 | 100 | 100 | 100 | 100 | 100 | 93.6768 | 77.9177 | 0 | 1 | 17 | 1 | NoCut,Lim
Paraguay | Fossil | prm15_wcost_re4_c2p1_t1 | 0 | 0 | 0 | 0 | 0 | 4.4582 | 10.0068 | 0 | 1 | 4 | 0 | NoCut,Lim
Paraguay | Solar | prm15_wcost_re10_c2p1_t1 | 0 | 0 | 0 | 0 | 0 | 1.8341 | 7.1734 | 0 | 1 | 10 | 0 | NoCut,Lim
Paraguay | Solar | prm15_wcost_re11_c2p1_t1 | 0 | 0 | 0 | 0 | 0 | 1.5012 | 5.9026 | 0 | 1 | 11 | 1 | NoCut,Lim
Paraguay | Fossil | prm15_wcost_re20_c2p1_t1 | 0 | 0 | 0 | 0 | 0 | 4.7262 | 8.9979 | 0 | 1 | 20 | 1 | NoCut,Lim
Paraguay | Fossil | prm15_wcost_re10_c2p1_t1 | 0 | 0 | 0 | 0 | 0 | 4.4584 | 8.1347 | 0 | 1 | 10 | 0 | NoCut,Lim
Paraguay | Fossil | prm15_wcost_re12_c2p1_t1 | 0 | 0 | 0 | 0 | 0 | 4.7093 | 16.897 | 0 | 1 | 12 | 1 | NoCut,Lim
Paraguay | Fossil | prm15_wcost_re11_c2p1_t1 | 0 | 0 | 0 | 0 | 0 | 4.7094 | 8.9885 | 0 | 1 | 11 | 1 | NoCut,Lim
Paraguay | Hydro | prm15_wcost_re5_c2p1_t1 | 100 | 100 | 100 | 100 | 100 | 93.6113 | 77.6813 | 0 | 1 | 5 | 0 | NoCut,Lim
Paraguay | Hydro | prm15_wcost_re6_c2p1_t1 | 100 | 100 | 100 | 100 | 100 | 93.6035 | 77.737 | 0 | 1 | 6 | 0 | NoCut,Lim
Paraguay | Fossil | prm15_wcost_re18_c2p1_t1 | 0 | 0 | 0 | 0 | 0 | 4.7097 | 17.4184 | 0 | 1 | 18 | 1 | NoCut,Lim
Paraguay | Hydro | prm15_wcost_re7_c2p1_t1 | 100 | 100 | 100 | 100 | 100 | 93.6072 | 77.7009 | 0 | 1 | 7 | 0 | NoCut,Lim
Paraguay | Fossil | prm15_wcost_re17_c2p1_t1 | 0 | 0 | 0 | 0 | 0 | 4.7097 | 16.777 | 0 | 1 | 17 | 1 | NoCut,Lim
Paraguay | Hydro | prm15_wcost_re2_c2p1_t1 | 100 | 100 | 100 | 100 | 100 | 93.6176 | 77.6769 | 0 | 1 | 2 | 0 | NoCut,Lim
Paraguay | Hydro | prm15_wcost_re3_c2p1_t1 | 100 | 100 | 100 | 100 | 100 | 93.6153 | 77.6769 | 0 | 1 | 3 | 0 | NoCut,Lim
Paraguay | Fossil | prm15_wcost_re19_c2p1_t1 | 0 | 0 | 0 | 0 | 0 | 4.7097 | 17.4184 | 0 | 1 | 19 | 1 | NoCut,Lim
Paraguay | Hydro | prm15_wcost_re4_c2p1_t1 | 100 | 100 | 100 | 100 | 100 | 93.6173 | 77.672 | 0 | 1 | 4 | 0 | NoCut,Lim
Paraguay | Fossil | prm15_wcost_re1_c2p1_t1 | 0 | 0 | 0 | 0 | 0 | 4.4584 | 7.9737 | 0 | 1 | 1 | 0 | NoCut,Lim
Paraguay | Hydro | prm15_wcost_re8_c2p1_t1 | 100 | 100 | 100 | 100 | 100 | 93.6268 | 77.6764 | 0 | 1 | 8 | 0 | NoCut,Lim
Paraguay | Fossil | prm15_wcost_re14_c2p1_t1 | 0 | 0 | 0 | 0 | 0 | 4.7093 | 17.4184 | 0 | 1 | 14 | 1 | NoCut,Lim
Paraguay | Fossil | prm15_wcost_re13_c2p1_t1 | 0 | 0 | 0 | 0 | 0 | 4.6945 | 17.4184 | 0 | 1 | 13 | 1 | NoCut,Lim
Paraguay | Hydro | prm15_wcost_re9_c2p1_t1 | 100 | 100 | 100 | 100 | 100 | 93.6261 | 77.677 | 0 | 1 | 9 | 0 | NoCut,Lim
Paraguay | Fossil | prm15_wcost_re16_c2p1_t1 | 0 | 0 | 0 | 0 | 0 | 4.7094 | 9.1074 | 0 | 1 | 16 | 1 | NoCut,Lim
Paraguay | Fossil | prm15_wcost_re15_c2p1_t1 | 0 | 0 | 0 | 0 | 0 | 4.7097 | 16.7838 | 0 | 1 | 15 | 1 | NoCut,Lim
Paraguay | Wind | prm15_wcost_re4_c2p1_t1 | 0 | 0 | 0 | 0 | 0 | 0 | 0 | 0 | 1 | 4 | 0 | NoCut,Lim
Paraguay | Wind | prm15_wcost_re3_c2p1_t1 | 0 | 0 | 0 | 0 | 0 | 0 | 0 | 0 | 1 | 3 | 0 | NoCut,Lim
Paraguay | Wind | prm15_wcost_re2_c2p1_t1 | 0 | 0 | 0 | 0 | 0 | 0 | 0 | 0 | 1 | 2 | 0 | NoCut,Lim
Paraguay | Wind | prm15_wcost_re5_c2p1_t1 | 0 | 0 | 0 | 0 | 0 | 0 | 0.1766 | 0 | 1 | 5 | 0 | NoCut,Lim
Paraguay | Wind | prm15_wcost_re20_c2p1_t1 | 0 | 0 | 0 | 0 | 0 | 0 | 7.2608 | 0 | 1 | 20 | 1 | NoCut,Lim
Paraguay | Wind | prm15_wcost_re1_c2p1_t1 | 0 | 0 | 0 | 0 | 0 | 0 | 6.4064 | 0 | 1 | 1 | 0 | NoCut,Lim
Paraguay | Wind | prm15_wcost_re19_c2p1_t1 | 0 | 0 | 0 | 0 | 0 | 0 | 0 | 0 | 1 | 19 | 1 | NoCut,Lim
Paraguay | Wind | prm15_wcost_re18_c2p1_t1 | 0 | 0 | 0 | 0 | 0 | 0 | 0 | 0 | 1 | 18 | 1 | NoCut,Lim
Paraguay | Wind | prm15_wcost_re6_c2p1_t1 | 0 | 0 | 0 | 0 | 0 | 0 | 6.6077 | 0 | 1 | 6 | 0 | NoCut,Lim
Paraguay | Wind | prm15_wcost_re9_c2p1_t1 | 0 | 0 | 0 | 0 | 0 | 0 | 0 | 0 | 1 | 9 | 0 | NoCut,Lim
Paraguay | Wind | prm15_wcost_re8_c2p1_t1 | 0 | 0 | 0 | 0 | 0 | 0 | 0 | 0 | 1 | 8 | 0 | NoCut,Lim
Paraguay | Wind | prm15_wcost_re7_c2p1_t1 | 0 | 0 | 0 | 0 | 0 | 0 | 1.2294 | 0 | 1 | 7 | 0 | NoCut,Lim
Paraguay | Wind | prm15_wcost_re17_c2p1_t1 | 0 | 0 | 0 | 0 | 0 | 0 | 0.55981 | 0 | 1 | 17 | 1 | NoCut,Lim
Paraguay | Wind | prm15_wcost_re16_c2p1_t1 | 0 | 0 | 0 | 0 | 0 | 0 | 7.0388 | 0 | 1 | 16 | 1 | NoCut,Lim
Paraguay | Wind | prm15_wcost_re15_c2p1_t1 | 0 | 0 | 0 | 0 | 0 | 0 | 0.55339 | 0 | 1 | 15 | 1 | NoCut,Lim
Paraguay | Wind | prm15_wcost_re14_c2p1_t1 | 0 | 0 | 0 | 0 | 0 | 0 | 0 | 0 | 1 | 14 | 1 | NoCut,Lim
Paraguay | Wind | prm15_wcost_re13_c2p1_t1 | 0 | 0 | 0 | 0 | 0 | 0 | 0 | 0 | 1 | 13 | 1 | NoCut,Lim
Paraguay | Wind | prm15_wcost_re12_c2p1_t1 | 0 | 0 | 0 | 0 | 0 | 0 | 0.43563 | 0 | 1 | 12 | 1 | NoCut,Lim
Paraguay | Wind | prm15_wcost_re11_c2p1_t1 | 0 | 0 | 0 | 0 | 0 | 0 | 7.2444 | 0 | 1 | 11 | 1 | NoCut,Lim
Paraguay | Wind | prm15_wcost_re10_c2p1_t1 | 0 | 0 | 0 | 0 | 0 | 0 | 6.8295 | 0 | 1 | 10 | 0 | NoCut,Lim
Paraguay | BNG | prm15_wcost_re13_c2p1_t1 | 0 | 0 | 0 | 0 | 0 | 0.10758 | 0.13364 | 0 | 1 | 13 | 1 | NoCut,Lim
Paraguay | BNG | prm15_wcost_re12_c2p1_t1 | 0 | 0 | 0 | 0 | 0 | 0.10753 | 0.13364 | 0 | 1 | 12 | 1 | NoCut,Lim
Paraguay | BNG | prm15_wcost_re3_c2p1_t1 | 0 | 0 | 0 | 0 | 0 | 0.098965 | 0.1295 | 0 | 1 | 3 | 0 | NoCut,Lim
Paraguay | BNG | prm15_wcost_re11_c2p1_t1 | 0 | 0 | 0 | 0 | 0 | 0.10753 | 0.11557 | 0 | 1 | 11 | 1 | NoCut,Lim
Paraguay | BNG | prm15_wcost_re10_c2p1_t1 | 0 | 0 | 0 | 0 | 0 | 0.098965 | 0.10408 | 0 | 1 | 10 | 0 | NoCut,Lim
Paraguay | BNG | prm15_wcost_re4_c2p1_t1 | 0 | 0 | 0 | 0 | 0 | 0.098965 | 0.1295 | 0 | 1 | 4 | 0 | NoCut,Lim
Paraguay | BNG | prm15_wcost_re19_c2p1_t1 | 0 | 0 | 0 | 0 | 0 | 0.10753 | 0.13364 | 0 | 1 | 19 | 1 | NoCut,Lim
Paraguay | BNG | prm15_wcost_re1_c2p1_t1 | 0 | 0 | 0 | 0 | 0 | 0.098965 | 0.10408 | 0 | 1 | 1 | 0 | NoCut,Lim
Paraguay | BNG | prm15_wcost_re18_c2p1_t1 | 0 | 0 | 0 | 0 | 0 | 0.10753 | 0.13364 | 0 | 1 | 18 | 1 | NoCut,Lim
Paraguay | BNG | prm15_wcost_re17_c2p1_t1 | 0 | 0 | 0 | 0 | 0 | 0.10753 | 0.1297 | 0 | 1 | 17 | 1 | NoCut,Lim
Paraguay | BNG | prm15_wcost_re20_c2p1_t1 | 0 | 0 | 0 | 0 | 0 | 0.10753 | 0.11558 | 0 | 1 | 20 | 1 | NoCut,Lim
Paraguay | BNG | prm15_wcost_re16_c2p1_t1 | 0 | 0 | 0 | 0 | 0 | 0.10753 | 0.12963 | 0 | 1 | 16 | 1 | NoCut,Lim
Paraguay | BNG | prm15_wcost_re15_c2p1_t1 | 0 | 0 | 0 | 0 | 0 | 0.10753 | 0.1297 | 0 | 1 | 15 | 1 | NoCut,Lim
Paraguay | BNG | prm15_wcost_re14_c2p1_t1 | 0 | 0 | 0 | 0 | 0 | 0.10753 | 0.13364 | 0 | 1 | 14 | 1 | NoCut,Lim
Paraguay | BNG | prm15_wcost_re2_c2p1_t1 | 0 | 0 | 0 | 0 | 0 | 0.098965 | 0.1295 | 0 | 1 | 2 | 0 | NoCut,Lim
Paraguay | BNG | prm15_wcost_re5_c2p1_t1 | 0 | 0 | 0 | 0 | 0 | 0.098965 | 0.12951 | 0 | 1 | 5 | 0 | NoCut,Lim
Paraguay | BNG | prm15_wcost_re8_c2p1_t1 | 0 | 0 | 0 | 0 | 0 | 0.098965 | 0.1295 | 0 | 1 | 8 | 0 | NoCut,Lim
Paraguay | BNG | prm15_wcost_re9_c2p1_t1 | 0 | 0 | 0 | 0 | 0 | 0.098965 | 0.1295 | 0 | 1 | 9 | 0 | NoCut,Lim
Paraguay | BNG | prm15_wcost_re7_c2p1_t1 | 0 | 0 | 0 | 0 | 0 | 0.098965 | 0.11678 | 0 | 1 | 7 | 0 | NoCut,Lim
Paraguay | BNG | prm15_wcost_re6_c2p1_t1 | 0 | 0 | 0 | 0 | 0 | 0.098965 | 0.11687 | 0 | 1 | 6 | 0 | NoCut,Lim
Paraguay | Hydro | prm15_wcost_re7_c2p1_tn | 99.8771 | 99.9168 | 99.8832 | 99.8179 | 99.8179 | 95.8695 | 74.2483 | 0 | 0 | 7 | 0 | NoCut,Full
Paraguay | Hydro | prm15_wcost_re6_c2p1_tn | 99.8771 | 99.9168 | 99.8846 | 99.8179 | 99.8179 | 96.3599 | 73.3068 | 0 | 0 | 6 | 0 | NoCut,Full
Paraguay | Hydro | prm15_wcost_re11_c2p1_tn | 99.8769 | 99.9168 | 99.8678 | 99.8179 | 99.8179 | 91.151 | 66.7025 | 0 | 0 | 11 | 1 | NoCut,Full
Paraguay | Hydro | prm15_wcost_re5_c2p1_tn | 99.8771 | 99.8832 | 99.8678 | 99.8179 | 99.8179 | 95.1536 | 75.3519 | 0 | 0 | 5 | 0 | NoCut,Full
Paraguay | Hydro | prm15_wcost_re12_c2p1_tn | 99.8769 | 99.8832 | 99.851 | 99.8179 | 99.8017 | 97.1614 | 73.3854 | 0 | 0 | 12 | 1 | NoCut,Full
Paraguay | Hydro | prm15_wcost_re4_c2p1_tn | 99.8771 | 99.8832 | 99.8678 | 99.8179 | 99.8179 | 93.7377 | 77.1259 | 0 | 0 | 4 | 0 | NoCut,Full
Paraguay | Hydro | prm15_wcost_re13_c2p1_tn | 99.8769 | 99.8832 | 99.8347 | 99.8179 | 99.8179 | 96.2718 | 74.5647 | 0 | 0 | 13 | 1 | NoCut,Full
Paraguay | Hydro | prm15_wcost_re3_c2p1_tn | 99.8771 | 99.8832 | 99.8678 | 99.8179 | 99.8179 | 91.6258 | 80.7515 | 0 | 0 | 3 | 0 | NoCut,Full
Paraguay | Hydro | prm15_wcost_re10_c2p1_tn | 99.8771 | 99.9168 | 99.8846 | 99.8179 | 99.8179 | 95.5722 | 69.3628 | 0 | 0 | 10 | 0 | NoCut,Full
Paraguay | Hydro | prm15_wcost_re2_c2p1_tn | 99.8771 | 99.8832 | 99.8678 | 99.8179 | 99.8179 | 94.485 | 74.4425 | 0 | 0 | 2 | 0 | NoCut,Full
Paraguay | Hydro | prm15_wcost_re14_c2p1_tn | 99.8769 | 99.8832 | 99.8347 | 99.8179 | 99.8017 | 97.8961 | 74.6766 | 0 | 0 | 14 | 1 | NoCut,Full
Paraguay | Hydro | prm15_wcost_re20_c2p1_tn | 99.8769 | 99.9168 | 99.8678 | 99.8347 | 99.8179 | 89.8802 | 65.631 | 0 | 0 | 20 | 1 | NoCut,Full
Paraguay | Hydro | prm15_wcost_re15_c2p1_tn | 99.8769 | 99.8832 | 99.851 | 99.8179 | 99.8179 | 97.2561 | 73.7938 | 0 | 0 | 15 | 1 | NoCut,Full
Paraguay | Hydro | prm15_wcost_re1_c2p1_tn | 99.8771 | 99.9168 | 99.8846 | 99.8347 | 99.8179 | 95.8349 | 72.9581 | 0 | 0 | 1 | 0 | NoCut,Full
Paraguay | Hydro | prm15_wcost_re19_c2p1_tn | 99.8769 | 99.8832 | 99.8347 | 99.8179 | 99.8179 | 96.6938 | 73.9736 | 0 | 0 | 19 | 1 | NoCut,Full
Paraguay | Hydro | prm15_wcost_re16_c2p1_tn | 99.8769 | 99.9168 | 99.851 | 99.8179 | 99.8179 | 91.3878 | 66.6228 | 0 | 0 | 16 | 1 | NoCut,Full
Paraguay | Hydro | prm15_wcost_re18_c2p1_tn | 99.8769 | 99.8832 | 99.8347 | 99.8179 | 99.8179 | 96.9454 | 73.9107 | 0 | 0 | 18 | 1 | NoCut,Full
Paraguay | Hydro | prm15_wcost_re8_c2p1_tn | 99.8771 | 99.8832 | 99.8678 | 99.8179 | 99.8179 | 92.1633 | 79.9092 | 0 | 0 | 8 | 0 | NoCut,Full
Paraguay | Hydro | prm15_wcost_re17_c2p1_tn | 99.8769 | 99.9168 | 99.851 | 99.8179 | 99.8179 | 98.0121 | 72.949 | 0 | 0 | 17 | 1 | NoCut,Full
Paraguay | Hydro | prm15_wcost_re9_c2p1_tn | 99.8771 | 99.8832 | 99.8678 | 99.8179 | 99.8179 | 91.6981 | 77.3554 | 0 | 0 | 9 | 0 | NoCut,Full
Paraguay | Wind | prm15_wcost_re10_c2p1_tn | 0 | 0 | 0 | 0 | 0 | 2.4247 | 26.5241 | 0 | 0 | 10 | 0 | NoCut,Full
Paraguay | Wind | prm15_wcost_re11_c2p1_tn | 0 | 0 | 0 | 0 | 0 | 8.6679 | 33.1649 | 0 | 0 | 11 | 1 | NoCut,Full
Paraguay | Wind | prm15_wcost_re12_c2p1_tn | 0 | 0 | 0 | 0 | 0 | 1.475 | 23.7727 | 0 | 0 | 12 | 1 | NoCut,Full
Paraguay | Wind | prm15_wcost_re13_c2p1_tn | 0 | 0 | 0 | 0 | 0 | 0 | 15.7027 | 0 | 0 | 13 | 1 | NoCut,Full
Paraguay | Wind | prm15_wcost_re14_c2p1_tn | 0 | 0 | 0 | 0 | 0 | 0 | 20.1845 | 0 | 0 | 14 | 1 | NoCut,Full
Paraguay | Wind | prm15_wcost_re15_c2p1_tn | 0 | 0 | 0 | 0 | 0 | 1.3789 | 24.4652 | 0 | 0 | 15 | 1 | NoCut,Full
Paraguay | Wind | prm15_wcost_re16_c2p1_tn | 0 | 0 | 0 | 0 | 0 | 8.4306 | 33.2448 | 0 | 0 | 16 | 1 | NoCut,Full
Paraguay | Wind | prm15_wcost_re17_c2p1_tn | 0 | 0 | 0 | 0 | 0 | 1.0352 | 26.0272 | 0 | 0 | 17 | 1 | NoCut,Full
Paraguay | Wind | prm15_wcost_re18_c2p1_tn | 0 | 0 | 0 | 0 | 0 | 0 | 16.8538 | 0 | 0 | 18 | 1 | NoCut,Full
Paraguay | Wind | prm15_wcost_re19_c2p1_tn | 0 | 0 | 0 | 0 | 0 | 0 | 17.3955 | 0 | 0 | 19 | 1 | NoCut,Full
Paraguay | Wind | prm15_wcost_re1_c2p1_tn | 0 | 0 | 0 | 0 | 0 | 0 | 15.6161 | 0 | 0 | 1 | 0 | NoCut,Full
Paraguay | Wind | prm15_wcost_re20_c2p1_tn | 0 | 0 | 0 | 0 | 0 | 9.9412 | 34.2394 | 0 | 0 | 20 | 1 | NoCut,Full
Paraguay | Wind | prm15_wcost_re2_c2p1_tn | 0 | 0 | 0 | 0 | 0 | 0 | 12.3533 | 0 | 0 | 2 | 0 | NoCut,Full
Paraguay | Wind | prm15_wcost_re3_c2p1_tn | 0 | 0 | 0 | 0 | 0 | 0 | 1.1947 | 0 | 0 | 3 | 0 | NoCut,Full
Paraguay | Wind | prm15_wcost_re4_c2p1_tn | 0 | 0 | 0 | 0 | 0 | 0 | 7.4985 | 0 | 0 | 4 | 0 | NoCut,Full
Paraguay | Wind | prm15_wcost_re5_c2p1_tn | 0 | 0 | 0 | 0 | 0 | 0 | 12.1821 | 0 | 0 | 5 | 0 | NoCut,Full
Paraguay | Wind | prm15_wcost_re6_c2p1_tn | 0 | 0 | 0 | 0 | 0 | 0 | 16.4658 | 0 | 0 | 6 | 0 | NoCut,Full
Paraguay | Wind | prm15_wcost_re7_c2p1_tn | 0 | 0 | 0 | 0 | 0 | 0 | 13.4682 | 0 | 0 | 7 | 0 | NoCut,Full
Paraguay | Wind | prm15_wcost_re8_c2p1_tn | 0 | 0 | 0 | 0 | 0 | 0 | 2.2253 | 0 | 0 | 8 | 0 | NoCut,Full
Paraguay | Wind | prm15_wcost_re9_c2p1_tn | 0 | 0 | 0 | 0 | 0 | 0 | 5.6918 | 0 | 0 | 9 | 0 | NoCut,Full
Paraguay | Solar | prm15_wcost_re9_c2p1_tn | 0 | 0 | 0 | 0 | 0 | 8.1346 | 16.799 | 0 | 0 | 9 | 0 | NoCut,Full
Paraguay | Solar | prm15_wcost_re8_c2p1_tn | 0 | 0 | 0 | 0 | 0 | 7.6686 | 17.7066 | 0 | 0 | 8 | 0 | NoCut,Full
Paraguay | Solar | prm15_wcost_re7_c2p1_tn | 0 | 0 | 0 | 0 | 0 | 3.9557 | 12.148 | 0 | 0 | 7 | 0 | NoCut,Full
Paraguay | Solar | prm15_wcost_re5_c2p1_tn | 0 | 0 | 0 | 0 | 0 | 4.6728 | 12.3286 | 0 | 0 | 5 | 0 | NoCut,Full
Paraguay | Solar | prm15_wcost_re10_c2p1_tn | 0 | 0 | 0 | 0 | 0 | 1.8288 | 3.9866 | 0 | 0 | 10 | 0 | NoCut,Full
Paraguay | Solar | prm15_wcost_re11_c2p1_tn | 0 | 0 | 0 | 0 | 0 | 0 | 0 | 0 | 0 | 11 | 1 | NoCut,Full
Paraguay | Solar | prm15_wcost_re12_c2p1_tn | 0 | 0 | 0 | 0 | 0 | 1.1706 | 2.6961 | 0 | 0 | 12 | 1 | NoCut,Full
Paraguay | Solar | prm15_wcost_re13_c2p1_tn | 0 | 0 | 0 | 0 | 0 | 3.5369 | 9.5844 | 0 | 0 | 13 | 1 | NoCut,Full
Paraguay | Solar | prm15_wcost_re14_c2p1_tn | 0 | 0 | 0 | 0 | 0 | 1.9093 | 4.9905 | 0 | 0 | 14 | 1 | NoCut,Full
Paraguay | Solar | prm15_wcost_re15_c2p1_tn | 0 | 0 | 0 | 0 | 0 | 1.1717 | 1.5943 | 0 | 0 | 15 | 1 | NoCut,Full
Paraguay | Solar | prm15_wcost_re16_c2p1_tn | 0 | 0 | 0 | 0 | 0 | 0 | 0 | 0 | 0 | 16 | 1 | NoCut,Full
Paraguay | Solar | prm15_wcost_re17_c2p1_tn | 0 | 0 | 0 | 0 | 0 | 0.75789 | 0.87886 | 0 | 0 | 17 | 1 | NoCut,Full
Paraguay | Solar | prm15_wcost_re18_c2p1_tn | 0 | 0 | 0 | 0 | 0 | 2.8619 | 9.0885 | 0 | 0 | 18 | 1 | NoCut,Full
Paraguay | Solar | prm15_wcost_re19_c2p1_tn | 0 | 0 | 0 | 0 | 0 | 3.114 | 8.4839 | 0 | 0 | 19 | 1 | NoCut,Full
Paraguay | Solar | prm15_wcost_re1_c2p1_tn | 0 | 0 | 0 | 0 | 0 | 3.9903 | 11.2927 | 0 | 0 | 1 | 0 | NoCut,Full
Paraguay | Solar | prm15_wcost_re20_c2p1_tn | 0 | 0 | 0 | 0 | 0 | 0 | 0 | 0 | 0 | 20 | 1 | NoCut,Full
Paraguay | Solar | prm15_wcost_re2_c2p1_tn | 0 | 0 | 0 | 0 | 0 | 5.3426 | 13.0684 | 0 | 0 | 2 | 0 | NoCut,Full
Paraguay | Solar | prm15_wcost_re3_c2p1_tn | 0 | 0 | 0 | 0 | 0 | 8.207 | 17.8933 | 0 | 0 | 3 | 0 | NoCut,Full
Paraguay | Solar | prm15_wcost_re4_c2p1_tn | 0 | 0 | 0 | 0 | 0 | 6.0913 | 15.2223 | 0 | 0 | 4 | 0 | NoCut,Full
Paraguay | Solar | prm15_wcost_re6_c2p1_tn | 0 | 0 | 0 | 0 | 0 | 3.4643 | 10.0937 | 0 | 0 | 6 | 0 | NoCut,Full
Paraguay | Fossil | prm15_wcost_re7_c2p1_tn | 0.046977 | 0 | 0 | 0 | 0 | 0 | 0 | 0 | 0 | 7 | 0 | NoCut,Full
Paraguay | Fossil | prm15_wcost_re8_c2p1_tn | 0.046977 | 0 | 0 | 0 | 0 | 0 | 0 | 0 | 0 | 8 | 0 | NoCut,Full
Paraguay | Fossil | prm15_wcost_re9_c2p1_tn | 0.046977 | 0 | 0 | 0 | 0 | 0 | 0 | 0 | 0 | 9 | 0 | NoCut,Full
Paraguay | BNG | prm15_wcost_re10_c2p1_tn | 0.07595 | 0.083181 | 0.11536 | 0.18208 | 0.18208 | 0.17434 | 0.12653 | 0 | 0 | 10 | 0 | NoCut,Full
Paraguay | Fossil | prm15_wcost_re6_c2p1_tn | 0.046977 | 0 | 0 | 0 | 0 | 0 | 0 | 0 | 0 | 6 | 0 | NoCut,Full
Paraguay | BNG | prm15_wcost_re11_c2p1_tn | 0.076062 | 0.083181 | 0.13218 | 0.18208 | 0.18208 | 0.18115 | 0.13256 | 0 | 0 | 11 | 1 | NoCut,Full
Paraguay | Fossil | prm15_wcost_re13_c2p1_tn | 0.047046 | 0 | 0 | 0 | 0 | 0 | 0 | 0 | 0 | 13 | 1 | NoCut,Full
Paraguay | BNG | prm15_wcost_re9_c2p1_tn | 0.07595 | 0.11685 | 0.13218 | 0.18208 | 0.18208 | 0.16727 | 0.15374 | 0 | 0 | 9 | 0 | NoCut,Full
Paraguay | Fossil | prm15_wcost_re14_c2p1_tn | 0.047046 | 0 | 0 | 0 | 0 | 0 | 0 | 0 | 0 | 14 | 1 | NoCut,Full
Paraguay | BNG | prm15_wcost_re8_c2p1_tn | 0.07595 | 0.11685 | 0.13218 | 0.18208 | 0.18208 | 0.16812 | 0.15881 | 0 | 0 | 8 | 0 | NoCut,Full
Paraguay | Fossil | prm15_wcost_re15_c2p1_tn | 0.047046 | 0 | 0 | 0 | 0 | 0 | 0 | 0 | 0 | 15 | 1 | NoCut,Full
Paraguay | BNG | prm15_wcost_re6_c2p1_tn | 0.07595 | 0.083181 | 0.11536 | 0.18208 | 0.18208 | 0.17578 | 0.13372 | 0 | 0 | 6 | 0 | NoCut,Full
Paraguay | Fossil | prm15_wcost_re16_c2p1_tn | 0.047046 | 0 | 0 | 0 | 0 | 0 | 0 | 0 | 0 | 16 | 1 | NoCut,Full
Paraguay | BNG | prm15_wcost_re5_c2p1_tn | 0.07595 | 0.11685 | 0.13218 | 0.18208 | 0.18208 | 0.17358 | 0.13745 | 0 | 0 | 5 | 0 | NoCut,Full
Paraguay | BNG | prm15_wcost_re7_c2p1_tn | 0.07595 | 0.083181 | 0.11685 | 0.18208 | 0.18208 | 0.17488 | 0.13544 | 0 | 0 | 7 | 0 | NoCut,Full
Paraguay | Fossil | prm15_wcost_re12_c2p1_tn | 0.047046 | 0 | 0 | 0 | 0 | 0 | 0 | 0 | 0 | 12 | 1 | NoCut,Full
Paraguay | Fossil | prm15_wcost_re10_c2p1_tn | 0.046977 | 0 | 0 | 0 | 0 | 0 | 0 | 0 | 0 | 10 | 0 | NoCut,Full
Paraguay | Fossil | prm15_wcost_re11_c2p1_tn | 0.047046 | 0 | 0 | 0 | 0 | 0 | 0 | 0 | 0 | 11 | 1 | NoCut,Full
Paraguay | BNG | prm15_wcost_re4_c2p1_tn | 0.07595 | 0.11685 | 0.13218 | 0.18208 | 0.18208 | 0.17099 | 0.15328 | 0 | 0 | 4 | 0 | NoCut,Full
Paraguay | Fossil | prm15_wcost_re17_c2p1_tn | 0.047046 | 0 | 0 | 0 | 0 | 0 | 0 | 0 | 0 | 17 | 1 | NoCut,Full
Paraguay | BNG | prm15_wcost_re16_c2p1_tn | 0.076062 | 0.083181 | 0.149 | 0.18208 | 0.18208 | 0.18162 | 0.13241 | 0 | 0 | 16 | 1 | NoCut,Full
Paraguay | BNG | prm15_wcost_re15_c2p1_tn | 0.076062 | 0.11685 | 0.149 | 0.18208 | 0.18208 | 0.19329 | 0.14666 | 0 | 0 | 15 | 1 | NoCut,Full
Paraguay | Fossil | prm15_wcost_re3_c2p1_tn | 0.046977 | 0 | 0 | 0 | 0 | 0 | 0 | 0 | 0 | 3 | 0 | NoCut,Full
Paraguay | Fossil | prm15_wcost_re2_c2p1_tn | 0.046977 | 0 | 0 | 0 | 0 | 0 | 0 | 0 | 0 | 2 | 0 | NoCut,Full
Paraguay | BNG | prm15_wcost_re14_c2p1_tn | 0.076062 | 0.11685 | 0.16528 | 0.18208 | 0.19835 | 0.19456 | 0.14841 | 0 | 0 | 14 | 1 | NoCut,Full
Paraguay | BNG | prm15_wcost_re13_c2p1_tn | 0.076062 | 0.11685 | 0.16528 | 0.18208 | 0.18208 | 0.19133 | 0.14819 | 0 | 0 | 13 | 1 | NoCut,Full
Paraguay | Fossil | prm15_wcost_re5_c2p1_tn | 0.046977 | 0 | 0 | 0 | 0 | 0 | 0 | 0 | 0 | 5 | 0 | NoCut,Full
Paraguay | BNG | prm15_wcost_re12_c2p1_tn | 0.076062 | 0.11685 | 0.149 | 0.18208 | 0.19835 | 0.1931 | 0.14585 | 0 | 0 | 12 | 1 | NoCut,Full
Paraguay | Fossil | prm15_wcost_re4_c2p1_tn | 0.046977 | 0 | 0 | 0 | 0 | 0 | 0 | 0 | 0 | 4 | 0 | NoCut,Full
Paraguay | BNG | prm15_wcost_re17_c2p1_tn | 0.076062 | 0.083181 | 0.149 | 0.18208 | 0.18208 | 0.19479 | 0.14498 | 0 | 0 | 17 | 1 | NoCut,Full
Paraguay | Fossil | prm15_wcost_re20_c2p1_tn | 0.047046 | 0 | 0 | 0 | 0 | 0 | 0 | 0 | 0 | 20 | 1 | NoCut,Full
Paraguay | BNG | prm15_wcost_re3_c2p1_tn | 0.07595 | 0.11685 | 0.13218 | 0.18208 | 0.18208 | 0.16714 | 0.16049 | 0 | 0 | 3 | 0 | NoCut,Full
Paraguay | Fossil | prm15_wcost_re18_c2p1_tn | 0.047046 | 0 | 0 | 0 | 0 | 0 | 0 | 0 | 0 | 18 | 1 | NoCut,Full
Paraguay | BNG | prm15_wcost_re2_c2p1_tn | 0.07595 | 0.11685 | 0.13218 | 0.18208 | 0.18208 | 0.17236 | 0.1358 | 0 | 0 | 2 | 0 | NoCut,Full
Paraguay | BNG | prm15_wcost_re20_c2p1_tn | 0.076062 | 0.083181 | 0.13218 | 0.16528 | 0.18208 | 0.17863 | 0.12961 | 0 | 0 | 20 | 1 | NoCut,Full
Paraguay | Fossil | prm15_wcost_re19_c2p1_tn | 0.047046 | 0 | 0 | 0 | 0 | 0 | 0 | 0 | 0 | 19 | 1 | NoCut,Full
Paraguay | BNG | prm15_wcost_re1_c2p1_tn | 0.07595 | 0.083181 | 0.11536 | 0.16528 | 0.18208 | 0.17482 | 0.13309 | 0 | 0 | 1 | 0 | NoCut,Full
Paraguay | Fossil | prm15_wcost_re1_c2p1_tn | 0.046977 | 0 | 0 | 0 | 0 | 0 | 0 | 0 | 0 | 1 | 0 | NoCut,Full
Paraguay | BNG | prm15_wcost_re19_c2p1_tn | 0.076062 | 0.11685 | 0.16528 | 0.18208 | 0.18208 | 0.19217 | 0.14702 | 0 | 0 | 19 | 1 | NoCut,Full
Paraguay | BNG | prm15_wcost_re18_c2p1_tn | 0.076062 | 0.11685 | 0.16528 | 0.18208 | 0.18208 | 0.19267 | 0.14689 | 0 | 0 | 18 | 1 | NoCut,Full
Paraguay | Solar | prm15_wcost_re19_c2p1_co2_cut90p_t1 | 0 | 0 | 0 | 0 | 0 | 4.126 | 11.3987 | 1 | 1 | 19 | 1 | 90%Cut,Lim
Paraguay | Solar | prm15_wcost_re1_c2p1_co2_cut90p_t1 | 0 | 0 | 0 | 0 | 0 | 3.5184 | 12.7996 | 1 | 1 | 1 | 0 | 90%Cut,Lim
Paraguay | Solar | prm15_wcost_re2_c2p1_co2_cut90p_t1 | 0 | 0 | 0 | 0 | 0 | 4.2395 | 14.7432 | 1 | 1 | 2 | 0 | 90%Cut,Lim
Paraguay | Solar | prm15_wcost_re3_c2p1_co2_cut90p_t1 | 0 | 0 | 0 | 0 | 0 | 4.3784 | 14.6685 | 1 | 1 | 3 | 0 | 90%Cut,Lim
Paraguay | Solar | prm15_wcost_re20_c2p1_co2_cut90p_t1 | 0 | 0 | 0 | 0 | 0 | 1.9732 | 8.1467 | 1 | 1 | 20 | 1 | 90%Cut,Lim
Paraguay | Solar | prm15_wcost_re17_c2p1_co2_cut90p_t1 | 0 | 0 | 0 | 0 | 0 | 4.0363 | 10.2716 | 1 | 1 | 17 | 1 | 90%Cut,Lim
Paraguay | Solar | prm15_wcost_re10_c2p1_co2_cut90p_t1 | 0 | 0 | 0 | 0 | 0 | 3.5697 | 13.0194 | 1 | 1 | 10 | 0 | 90%Cut,Lim
Paraguay | Solar | prm15_wcost_re11_c2p1_co2_cut90p_t1 | 0 | 0 | 0 | 0 | 0 | 1.9248 | 9.1161 | 1 | 1 | 11 | 1 | 90%Cut,Lim
Paraguay | Solar | prm15_wcost_re12_c2p1_co2_cut90p_t1 | 0 | 0 | 0 | 0 | 0 | 3.4252 | 11.0585 | 1 | 1 | 12 | 1 | 90%Cut,Lim
Paraguay | Solar | prm15_wcost_re13_c2p1_co2_cut90p_t1 | 0 | 0 | 0 | 0 | 0 | 4.1001 | 12.0854 | 1 | 1 | 13 | 1 | 90%Cut,Lim
Paraguay | Solar | prm15_wcost_re14_c2p1_co2_cut90p_t1 | 0 | 0 | 0 | 0 | 0 | 3.7247 | 12.2712 | 1 | 1 | 14 | 1 | 90%Cut,Lim
Paraguay | Solar | prm15_wcost_re15_c2p1_co2_cut90p_t1 | 0 | 0 | 0 | 0 | 0 | 3.4394 | 10.4411 | 1 | 1 | 15 | 1 | 90%Cut,Lim
Paraguay | Solar | prm15_wcost_re16_c2p1_co2_cut90p_t1 | 0 | 0 | 0 | 0 | 0 | 2.5668 | 8.8212 | 1 | 1 | 16 | 1 | 90%Cut,Lim
Paraguay | Solar | prm15_wcost_re4_c2p1_co2_cut90p_t1 | 0 | 0 | 0 | 0 | 0 | 4.3233 | 14.8868 | 1 | 1 | 4 | 0 | 90%Cut,Lim
Paraguay | Solar | prm15_wcost_re5_c2p1_co2_cut90p_t1 | 0 | 0 | 0 | 0 | 0 | 4.0862 | 14.0307 | 1 | 1 | 5 | 0 | 90%Cut,Lim
Paraguay | Solar | prm15_wcost_re6_c2p1_co2_cut90p_t1 | 0 | 0 | 0 | 0 | 0 | 3.9639 | 13.5535 | 1 | 1 | 6 | 0 | 90%Cut,Lim
Paraguay | Solar | prm15_wcost_re7_c2p1_co2_cut90p_t1 | 0 | 0 | 0 | 0 | 0 | 4.061 | 13.3445 | 1 | 1 | 7 | 0 | 90%Cut,Lim
Paraguay | Solar | prm15_wcost_re8_c2p1_co2_cut90p_t1 | 0 | 0 | 0 | 0 | 0 | 4.3494 | 14.7359 | 1 | 1 | 8 | 0 | 90%Cut,Lim
Paraguay | Solar | prm15_wcost_re9_c2p1_co2_cut90p_t1 | 0 | 0 | 0 | 0 | 0 | 4.3959 | 14.0568 | 1 | 1 | 9 | 0 | 90%Cut,Lim
Paraguay | Solar | prm15_wcost_re18_c2p1_co2_cut90p_t1 | 0 | 0 | 0 | 0 | 0 | 4.1215 | 11.6558 | 1 | 1 | 18 | 1 | 90%Cut,Lim
Paraguay | Wind | prm15_wcost_re2_c2p1_co2_cut90p_t1 | 0 | 0 | 0 | 0 | 0 | 0.56253 | 8.4184 | 1 | 1 | 2 | 0 | 90%Cut,Lim
Paraguay | Wind | prm15_wcost_re3_c2p1_co2_cut90p_t1 | 0 | 0 | 0 | 0 | 0 | 0.18795 | 8.1717 | 1 | 1 | 3 | 0 | 90%Cut,Lim
Paraguay | Wind | prm15_wcost_re4_c2p1_co2_cut90p_t1 | 0 | 0 | 0 | 0 | 0 | 0.27961 | 8.588 | 1 | 1 | 4 | 0 | 90%Cut,Lim
Paraguay | Wind | prm15_wcost_re5_c2p1_co2_cut90p_t1 | 0 | 0 | 0 | 0 | 0 | 0.37188 | 8.2102 | 1 | 1 | 5 | 0 | 90%Cut,Lim
Paraguay | Wind | prm15_wcost_re6_c2p1_co2_cut90p_t1 | 0 | 0 | 0 | 0 | 0 | 0.69908 | 8.9351 | 1 | 1 | 6 | 0 | 90%Cut,Lim
Paraguay | Wind | prm15_wcost_re7_c2p1_co2_cut90p_t1 | 0 | 0 | 0 | 0 | 0 | 0.37523 | 9.7777 | 1 | 1 | 7 | 0 | 90%Cut,Lim
Paraguay | Wind | prm15_wcost_re8_c2p1_co2_cut90p_t1 | 0 | 0 | 0 | 0 | 0 | 0.2418 | 8.6428 | 1 | 1 | 8 | 0 | 90%Cut,Lim
Paraguay | Wind | prm15_wcost_re9_c2p1_co2_cut90p_t1 | 0 | 0 | 0 | 0 | 0 | 0.253 | 8.3838 | 1 | 1 | 9 | 0 | 90%Cut,Lim
Paraguay | Wind | prm15_wcost_re20_c2p1_co2_cut90p_t1 | 0 | 0 | 0 | 0 | 0 | 1.734 | 13.035 | 1 | 1 | 20 | 1 | 90%Cut,Lim
Paraguay | Wind | prm15_wcost_re1_c2p1_co2_cut90p_t1 | 0 | 0 | 0 | 0 | 0 | 1.7324 | 9.6976 | 1 | 1 | 1 | 0 | 90%Cut,Lim
Paraguay | Wind | prm15_wcost_re10_c2p1_co2_cut90p_t1 | 0 | 0 | 0 | 0 | 0 | 1.5908 | 9.6969 | 1 | 1 | 10 | 0 | 90%Cut,Lim
Paraguay | Wind | prm15_wcost_re11_c2p1_co2_cut90p_t1 | 0 | 0 | 0 | 0 | 0 | 1.9615 | 12.2903 | 1 | 1 | 11 | 1 | 90%Cut,Lim
Paraguay | Wind | prm15_wcost_re12_c2p1_co2_cut90p_t1 | 0 | 0 | 0 | 0 | 0 | 0.85944 | 10.5428 | 1 | 1 | 12 | 1 | 90%Cut,Lim
Paraguay | Wind | prm15_wcost_re13_c2p1_co2_cut90p_t1 | 0 | 0 | 0 | 0 | 0 | 0.057064 | 9.4397 | 1 | 1 | 13 | 1 | 90%Cut,Lim
Paraguay | Wind | prm15_wcost_re14_c2p1_co2_cut90p_t1 | 0 | 0 | 0 | 0 | 0 | 0.56464 | 9.5381 | 1 | 1 | 14 | 1 | 90%Cut,Lim
Paraguay | Wind | prm15_wcost_re15_c2p1_co2_cut90p_t1 | 0 | 0 | 0 | 0 | 0 | 0.80332 | 10.8446 | 1 | 1 | 15 | 1 | 90%Cut,Lim
Paraguay | Wind | prm15_wcost_re16_c2p1_co2_cut90p_t1 | 0 | 0 | 0 | 0 | 0 | 2.961 | 14.275 | 1 | 1 | 16 | 1 | 90%Cut,Lim
Paraguay | Wind | prm15_wcost_re17_c2p1_co2_cut90p_t1 | 0 | 0 | 0 | 0 | 0 | 1.7116 | 13.6806 | 1 | 1 | 17 | 1 | 90%Cut,Lim
Paraguay | Wind | prm15_wcost_re18_c2p1_co2_cut90p_t1 | 0 | 0 | 0 | 0 | 0 | 0.059381 | 9.7583 | 1 | 1 | 18 | 1 | 90%Cut,Lim
Paraguay | Wind | prm15_wcost_re19_c2p1_co2_cut90p_t1 | 0 | 0 | 0 | 0 | 0 | 0.24958 | 10.0277 | 1 | 1 | 19 | 1 | 90%Cut,Lim
Paraguay | BNG | prm15_wcost_re6_c2p1_co2_cut90p_t1 | 0 | 0 | 0 | 0 | 0 | 0.043325 | 0.039499 | 1 | 1 | 6 | 0 | 90%Cut,Lim
Paraguay | BNG | prm15_wcost_re5_c2p1_co2_cut90p_t1 | 0 | 0 | 0 | 0 | 0 | 0.04333 | 0.03956 | 1 | 1 | 5 | 0 | 90%Cut,Lim
Paraguay | BNG | prm15_wcost_re4_c2p1_co2_cut90p_t1 | 0 | 0 | 0 | 0 | 0 | 0.043323 | 0.039522 | 1 | 1 | 4 | 0 | 90%Cut,Lim
Paraguay | BNG | prm15_wcost_re3_c2p1_co2_cut90p_t1 | 0 | 0 | 0 | 0 | 0 | 0.047507 | 0.039552 | 1 | 1 | 3 | 0 | 90%Cut,Lim
Paraguay | BNG | prm15_wcost_re2_c2p1_co2_cut90p_t1 | 0 | 0 | 0 | 0 | 0 | 0.043331 | 0.039504 | 1 | 1 | 2 | 0 | 90%Cut,Lim
Paraguay | BNG | prm15_wcost_re20_c2p1_co2_cut90p_t1 | 0 | 0 | 0 | 0 | 0 | 0.062556 | 0.039589 | 1 | 1 | 20 | 1 | 90%Cut,Lim
Paraguay | BNG | prm15_wcost_re1_c2p1_co2_cut90p_t1 | 0 | 0 | 0 | 0 | 0 | 0.043314 | 0.039545 | 1 | 1 | 1 | 0 | 90%Cut,Lim
Paraguay | BNG | prm15_wcost_re19_c2p1_co2_cut90p_t1 | 0 | 0 | 0 | 0 | 0 | 0.058174 | 0.039579 | 1 | 1 | 19 | 1 | 90%Cut,Lim
Paraguay | BNG | prm15_wcost_re18_c2p1_co2_cut90p_t1 | 0 | 0 | 0 | 0 | 0 | 0.058186 | 0.16437 | 1 | 1 | 18 | 1 | 90%Cut,Lim
Paraguay | BNG | prm15_wcost_re17_c2p1_co2_cut90p_t1 | 0 | 0 | 0 | 0 | 0 | 0.063865 | 0.038925 | 1 | 1 | 17 | 1 | 90%Cut,Lim
Paraguay | BNG | prm15_wcost_re7_c2p1_co2_cut90p_t1 | 0 | 0 | 0 | 0 | 0 | 0.04785 | 0.039543 | 1 | 1 | 7 | 0 | 90%Cut,Lim
Paraguay | BNG | prm15_wcost_re8_c2p1_co2_cut90p_t1 | 0 | 0 | 0 | 0 | 0 | 0.046873 | 0.039458 | 1 | 1 | 8 | 0 | 90%Cut,Lim
Paraguay | BNG | prm15_wcost_re9_c2p1_co2_cut90p_t1 | 0 | 0 | 0 | 0 | 0 | 0.04332 | 0.039574 | 1 | 1 | 9 | 0 | 90%Cut,Lim
Paraguay | BNG | prm15_wcost_re16_c2p1_co2_cut90p_t1 | 0 | 0 | 0 | 0 | 0 | 0.054645 | 0.038837 | 1 | 1 | 16 | 1 | 90%Cut,Lim
Paraguay | BNG | prm15_wcost_re15_c2p1_co2_cut90p_t1 | 0 | 0 | 0 | 0 | 0 | 0.064211 | 0.039574 | 1 | 1 | 15 | 1 | 90%Cut,Lim
Paraguay | BNG | prm15_wcost_re14_c2p1_co2_cut90p_t1 | 0 | 0 | 0 | 0 | 0 | 0.058194 | 0.039496 | 1 | 1 | 14 | 1 | 90%Cut,Lim
Paraguay | BNG | prm15_wcost_re13_c2p1_co2_cut90p_t1 | 0 | 0 | 0 | 0 | 0 | 0.058184 | 0.23731 | 1 | 1 | 13 | 1 | 90%Cut,Lim
Paraguay | BNG | prm15_wcost_re12_c2p1_co2_cut90p_t1 | 0 | 0 | 0 | 0 | 0 | 0.062021 | 0.039559 | 1 | 1 | 12 | 1 | 90%Cut,Lim
Paraguay | BNG | prm15_wcost_re11_c2p1_co2_cut90p_t1 | 0 | 0 | 0 | 0 | 0 | 0.059229 | 0.032155 | 1 | 1 | 11 | 1 | 90%Cut,Lim
Paraguay | BNG | prm15_wcost_re10_c2p1_co2_cut90p_t1 | 0 | 0 | 0 | 0 | 0 | 0.045921 | 0.039485 | 1 | 1 | 10 | 0 | 90%Cut,Lim
Paraguay | Fossil | prm15_wcost_re10_c2p1_co2_cut90p_t1 | 0 | 0 | 0 | 0 | 0 | 1.2575 | 0.55565 | 1 | 1 | 10 | 0 | 90%Cut,Lim
Paraguay | Hydro | prm15_wcost_re19_c2p1_co2_cut90p_t1 | 100 | 100 | 100 | 100 | 100 | 93.6235 | 77.5592 | 1 | 1 | 19 | 1 | 90%Cut,Lim
Paraguay | Fossil | prm15_wcost_re3_c2p1_co2_cut90p_t1 | 0 | 0 | 0 | 0 | 0 | 1.8523 | 0.58911 | 1 | 1 | 3 | 0 | 90%Cut,Lim
Paraguay | Hydro | prm15_wcost_re1_c2p1_co2_cut90p_t1 | 100 | 100 | 100 | 100 | 100 | 93.5109 | 76.9402 | 1 | 1 | 1 | 0 | 90%Cut,Lim
Paraguay | Hydro | prm15_wcost_re20_c2p1_co2_cut90p_t1 | 100 | 100 | 100 | 100 | 100 | 93.6117 | 77.4042 | 1 | 1 | 20 | 1 | 90%Cut,Lim
Paraguay | Fossil | prm15_wcost_re4_c2p1_co2_cut90p_t1 | 0 | 0 | 0 | 0 | 0 | 1.731 | 0.54848 | 1 | 1 | 4 | 0 | 90%Cut,Lim
Paraguay | Fossil | prm15_wcost_re2_c2p1_co2_cut90p_t1 | 0 | 0 | 0 | 0 | 0 | 1.6388 | 0.5215 | 1 | 1 | 2 | 0 | 90%Cut,Lim
Paraguay | Hydro | prm15_wcost_re2_c2p1_co2_cut90p_t1 | 100 | 100 | 100 | 100 | 100 | 93.5158 | 76.2774 | 1 | 1 | 2 | 0 | 90%Cut,Lim
Paraguay | Fossil | prm15_wcost_re20_c2p1_co2_cut90p_t1 | 0 | 0 | 0 | 0 | 0 | 2.6186 | 1.3745 | 1 | 1 | 20 | 1 | 90%Cut,Lim
Paraguay | Hydro | prm15_wcost_re3_c2p1_co2_cut90p_t1 | 100 | 100 | 100 | 100 | 100 | 93.5338 | 76.5312 | 1 | 1 | 3 | 0 | 90%Cut,Lim
Paraguay | Hydro | prm15_wcost_re4_c2p1_co2_cut90p_t1 | 100 | 100 | 100 | 100 | 100 | 93.6228 | 75.9372 | 1 | 1 | 4 | 0 | 90%Cut,Lim
Paraguay | Hydro | prm15_wcost_re18_c2p1_co2_cut90p_t1 | 100 | 100 | 100 | 100 | 100 | 93.7118 | 77.4631 | 1 | 1 | 18 | 1 | 90%Cut,Lim
Paraguay | Fossil | prm15_wcost_re9_c2p1_co2_cut90p_t1 | 0 | 0 | 0 | 0 | 0 | 1.6978 | 0.54921 | 1 | 1 | 9 | 0 | 90%Cut,Lim
Paraguay | Hydro | prm15_wcost_re12_c2p1_co2_cut90p_t1 | 100 | 100 | 100 | 100 | 100 | 93.6368 | 77.2837 | 1 | 1 | 12 | 1 | 90%Cut,Lim
Paraguay | Fossil | prm15_wcost_re8_c2p1_co2_cut90p_t1 | 0 | 0 | 0 | 0 | 0 | 1.8487 | 0.57988 | 1 | 1 | 8 | 0 | 90%Cut,Lim
Paraguay | Hydro | prm15_wcost_re13_c2p1_co2_cut90p_t1 | 100 | 100 | 100 | 100 | 100 | 93.7432 | 77.3325 | 1 | 1 | 13 | 1 | 90%Cut,Lim
Paraguay | Hydro | prm15_wcost_re10_c2p1_co2_cut90p_t1 | 100 | 100 | 100 | 100 | 100 | 93.536 | 76.6885 | 1 | 1 | 10 | 0 | 90%Cut,Lim
Paraguay | Fossil | prm15_wcost_re7_c2p1_co2_cut90p_t1 | 0 | 0 | 0 | 0 | 0 | 1.8864 | 0.53601 | 1 | 1 | 7 | 0 | 90%Cut,Lim
Paraguay | Hydro | prm15_wcost_re14_c2p1_co2_cut90p_t1 | 100 | 100 | 100 | 100 | 100 | 93.6891 | 77.1331 | 1 | 1 | 14 | 1 | 90%Cut,Lim
Paraguay | Hydro | prm15_wcost_re15_c2p1_co2_cut90p_t1 | 100 | 100 | 100 | 100 | 100 | 93.6605 | 77.5975 | 1 | 1 | 15 | 1 | 90%Cut,Lim
Paraguay | Fossil | prm15_wcost_re6_c2p1_co2_cut90p_t1 | 0 | 0 | 0 | 0 | 0 | 1.7786 | 0.49456 | 1 | 1 | 6 | 0 | 90%Cut,Lim
Paraguay | Hydro | prm15_wcost_re16_c2p1_co2_cut90p_t1 | 100 | 100 | 100 | 100 | 100 | 92.2424 | 75.7743 | 1 | 1 | 16 | 1 | 90%Cut,Lim
Paraguay | Fossil | prm15_wcost_re5_c2p1_co2_cut90p_t1 | 0 | 0 | 0 | 0 | 0 | 1.8455 | 0.54144 | 1 | 1 | 5 | 0 | 90%Cut,Lim
Paraguay | Hydro | prm15_wcost_re17_c2p1_co2_cut90p_t1 | 100 | 100 | 100 | 100 | 100 | 92.1409 | 74.9401 | 1 | 1 | 17 | 1 | 90%Cut,Lim
Paraguay | Fossil | prm15_wcost_re1_c2p1_co2_cut90p_t1 | 0 | 0 | 0 | 0 | 0 | 1.195 | 0.52299 | 1 | 1 | 1 | 0 | 90%Cut,Lim
Paraguay | Hydro | prm15_wcost_re5_c2p1_co2_cut90p_t1 | 100 | 100 | 100 | 100 | 100 | 93.6531 | 77.1781 | 1 | 1 | 5 | 0 | 90%Cut,Lim
Paraguay | Fossil | prm15_wcost_re14_c2p1_co2_cut90p_t1 | 0 | 0 | 0 | 0 | 0 | 1.9633 | 1.0181 | 1 | 1 | 14 | 1 | 90%Cut,Lim
Paraguay | Fossil | prm15_wcost_re13_c2p1_co2_cut90p_t1 | 0 | 0 | 0 | 0 | 0 | 2.0414 | 0.9052 | 1 | 1 | 13 | 1 | 90%Cut,Lim
Paraguay | Fossil | prm15_wcost_re12_c2p1_co2_cut90p_t1 | 0 | 0 | 0 | 0 | 0 | 2.0166 | 1.0755 | 1 | 1 | 12 | 1 | 90%Cut,Lim
Paraguay | Fossil | prm15_wcost_re11_c2p1_co2_cut90p_t1 | 0 | 0 | 0 | 0 | 0 | 2.4046 | 1.1722 | 1 | 1 | 11 | 1 | 90%Cut,Lim
Paraguay | Fossil | prm15_wcost_re15_c2p1_co2_cut90p_t1 | 0 | 0 | 0 | 0 | 0 | 2.0327 | 1.0773 | 1 | 1 | 15 | 1 | 90%Cut,Lim
Paraguay | Fossil | prm15_wcost_re19_c2p1_co2_cut90p_t1 | 0 | 0 | 0 | 0 | 0 | 1.9427 | 0.97487 | 1 | 1 | 19 | 1 | 90%Cut,Lim
Paraguay | Hydro | prm15_wcost_re6_c2p1_co2_cut90p_t1 | 100 | 100 | 100 | 100 | 100 | 93.5151 | 76.9774 | 1 | 1 | 6 | 0 | 90%Cut,Lim
Paraguay | Hydro | prm15_wcost_re7_c2p1_co2_cut90p_t1 | 100 | 100 | 100 | 100 | 100 | 93.6296 | 76.3023 | 1 | 1 | 7 | 0 | 90%Cut,Lim
Paraguay | Fossil | prm15_wcost_re18_c2p1_co2_cut90p_t1 | 0 | 0 | 0 | 0 | 0 | 2.0491 | 0.95849 | 1 | 1 | 18 | 1 | 90%Cut,Lim
Paraguay | Hydro | prm15_wcost_re8_c2p1_co2_cut90p_t1 | 100 | 100 | 100 | 100 | 100 | 93.5133 | 76.002 | 1 | 1 | 8 | 0 | 90%Cut,Lim
Paraguay | Fossil | prm15_wcost_re17_c2p1_co2_cut90p_t1 | 0 | 0 | 0 | 0 | 0 | 2.0473 | 1.0688 | 1 | 1 | 17 | 1 | 90%Cut,Lim
Paraguay | Hydro | prm15_wcost_re9_c2p1_co2_cut90p_t1 | 100 | 100 | 100 | 100 | 100 | 93.61 | 76.9706 | 1 | 1 | 9 | 0 | 90%Cut,Lim
Paraguay | Fossil | prm15_wcost_re16_c2p1_co2_cut90p_t1 | 0 | 0 | 0 | 4.3952e-13 | 0 | 2.1751 | 1.0907 | 1 | 1 | 16 | 1 | 90%Cut,Lim
Paraguay | Hydro | prm15_wcost_re11_c2p1_co2_cut90p_t1 | 100 | 100 | 100 | 100 | 100 | 93.6499 | 77.3892 | 1 | 1 | 11 | 1 | 90%Cut,Lim
Paraguay | Fossil | prm15_wcost_re9_c2p1_co2_cut90p_tn | 0.047014 | 0 | 0 | 0 | 0 | 0 | 0 | 1 | 0 | 9 | 0 | 90%Cut,Full
Paraguay | Hydro | prm15_wcost_re10_c2p1_co2_cut90p_tn | 99.877 | 99.9168 | 99.9 | 99.8846 | 99.8846 | 81.8357 | 55.9221 | 1 | 0 | 10 | 0 | 90%Cut,Full
Paraguay | Wind | prm15_wcost_re9_c2p1_co2_cut90p_tn | 0 | 0 | 0 | 0 | 0 | 15.2894 | 34.21 | 1 | 0 | 9 | 0 | 90%Cut,Full
Paraguay | Wind | prm15_wcost_re8_c2p1_co2_cut90p_tn | 0 | 0 | 0 | 0 | 0 | 8.8547 | 33.3038 | 1 | 0 | 8 | 0 | 90%Cut,Full
Paraguay | Wind | prm15_wcost_re7_c2p1_co2_cut90p_tn | 0 | 0 | 0 | 0 | 0 | 12.7166 | 34.6466 | 1 | 0 | 7 | 0 | 90%Cut,Full
Paraguay | Wind | prm15_wcost_re4_c2p1_co2_cut90p_tn | 0 | 0 | 0 | 0 | 0 | 10.9068 | 35.5821 | 1 | 0 | 4 | 0 | 90%Cut,Full
Paraguay | Wind | prm15_wcost_re5_c2p1_co2_cut90p_tn | 0 | 0 | 0 | 0 | 0 | 19.0958 | 34.7528 | 1 | 0 | 5 | 0 | 90%Cut,Full
Paraguay | Wind | prm15_wcost_re6_c2p1_co2_cut90p_tn | 0 | 0 | 0 | 0 | 0 | 10.4398 | 33.386 | 1 | 0 | 6 | 0 | 90%Cut,Full
Paraguay | Wind | prm15_wcost_re14_c2p1_co2_cut90p_tn | 0 | 0 | 0 | 0 | 0 | 31.8109 | 38.7581 | 1 | 0 | 14 | 1 | 90%Cut,Full
Paraguay | Wind | prm15_wcost_re13_c2p1_co2_cut90p_tn | 0 | 0 | 0 | 0 | 0 | 30.443 | 37.411 | 1 | 0 | 13 | 1 | 90%Cut,Full
Paraguay | Wind | prm15_wcost_re12_c2p1_co2_cut90p_tn | 0 | 0 | 0 | 0 | 0 | 31.7707 | 39.071 | 1 | 0 | 12 | 1 | 90%Cut,Full
Paraguay | Wind | prm15_wcost_re11_c2p1_co2_cut90p_tn | 0 | 0 | 0 | 0 | 0 | 30.2959 | 38.0282 | 1 | 0 | 11 | 1 | 90%Cut,Full
Paraguay | Wind | prm15_wcost_re10_c2p1_co2_cut90p_tn | 0 | 0 | 0 | 0 | 0 | 11.1415 | 32.522 | 1 | 0 | 10 | 0 | 90%Cut,Full
Paraguay | Wind | prm15_wcost_re15_c2p1_co2_cut90p_tn | 0 | 0 | 0 | 0 | 0 | 32.7902 | 39.2196 | 1 | 0 | 15 | 1 | 90%Cut,Full
Paraguay | Wind | prm15_wcost_re1_c2p1_co2_cut90p_tn | 0 | 0 | 0 | 0 | 0 | 5.2663 | 32.708 | 1 | 0 | 1 | 0 | 90%Cut,Full
Paraguay | Wind | prm15_wcost_re20_c2p1_co2_cut90p_tn | 0 | 0 | 0 | 0 | 0 | 30.5836 | 37.7415 | 1 | 0 | 20 | 1 | 90%Cut,Full
Paraguay | Wind | prm15_wcost_re2_c2p1_co2_cut90p_tn | 0 | 0 | 0 | 0 | 0 | 18.7207 | 35.3836 | 1 | 0 | 2 | 0 | 90%Cut,Full
Paraguay | Wind | prm15_wcost_re3_c2p1_co2_cut90p_tn | 0 | 0 | 0 | 0 | 0 | 14.2574 | 33.4851 | 1 | 0 | 3 | 0 | 90%Cut,Full
Paraguay | Wind | prm15_wcost_re16_c2p1_co2_cut90p_tn | 0 | 0 | 0 | 0 | 0 | 31.559 | 38.5711 | 1 | 0 | 16 | 1 | 90%Cut,Full
Paraguay | Wind | prm15_wcost_re19_c2p1_co2_cut90p_tn | 0 | 0 | 0 | 0 | 0 | 30.2571 | 37.5114 | 1 | 0 | 19 | 1 | 90%Cut,Full
Paraguay | Wind | prm15_wcost_re17_c2p1_co2_cut90p_tn | 0 | 0 | 0 | 0 | 0 | 31.758 | 39.2709 | 1 | 0 | 17 | 1 | 90%Cut,Full
Paraguay | Wind | prm15_wcost_re18_c2p1_co2_cut90p_tn | 0 | 0 | 0 | 0 | 0 | 30.6149 | 38.4258 | 1 | 0 | 18 | 1 | 90%Cut,Full
Paraguay | Hydro | prm15_wcost_re11_c2p1_co2_cut90p_tn | 99.8772 | 99.9137 | 99.8846 | 99.8507 | 99.8678 | 69.6237 | 55.6154 | 1 | 0 | 11 | 1 | 90%Cut,Full
Paraguay | Solar | prm15_wcost_re17_c2p1_co2_cut90p_tn | 0 | 0 | 0 | 0 | 0 | 0.88352 | 6.9736 | 1 | 0 | 17 | 1 | 90%Cut,Full
Paraguay | Solar | prm15_wcost_re18_c2p1_co2_cut90p_tn | 0 | 0 | 0 | 0 | 0 | 5.6772 | 6.3769 | 1 | 0 | 18 | 1 | 90%Cut,Full
Paraguay | Solar | prm15_wcost_re19_c2p1_co2_cut90p_tn | 0 | 0 | 0 | 0 | 0 | 6.168 | 7.8875 | 1 | 0 | 19 | 1 | 90%Cut,Full
Paraguay | Solar | prm15_wcost_re20_c2p1_co2_cut90p_tn | 0 | 0 | 0 | 0 | 0 | 0 | 6.582 | 1 | 0 | 20 | 1 | 90%Cut,Full
Paraguay | Solar | prm15_wcost_re2_c2p1_co2_cut90p_tn | 0 | 0 | 0 | 0 | 6.4032 | 11.8171 | 10.9967 | 1 | 0 | 2 | 0 | 90%Cut,Full
Paraguay | Solar | prm15_wcost_re3_c2p1_co2_cut90p_tn | 0 | 0 | 0 | 0 | 12.4978 | 15.1218 | 11.6862 | 1 | 0 | 3 | 0 | 90%Cut,Full
Paraguay | Solar | prm15_wcost_re1_c2p1_co2_cut90p_tn | 0 | 0 | 0 | 0 | 0 | 9.5192 | 11.2379 | 1 | 0 | 1 | 0 | 90%Cut,Full
Paraguay | Solar | prm15_wcost_re10_c2p1_co2_cut90p_tn | 0 | 0 | 0 | 0 | 0 | 6.9285 | 11.5115 | 1 | 0 | 10 | 0 | 90%Cut,Full
Paraguay | Solar | prm15_wcost_re11_c2p1_co2_cut90p_tn | 0 | 0 | 0 | 0 | 0 | 0 | 6.3116 | 1 | 0 | 11 | 1 | 90%Cut,Full
Paraguay | Solar | prm15_wcost_re16_c2p1_co2_cut90p_tn | 0 | 0 | 0 | 0 | 0 | 0 | 6.6906 | 1 | 0 | 16 | 1 | 90%Cut,Full
Paraguay | Solar | prm15_wcost_re12_c2p1_co2_cut90p_tn | 0 | 0 | 0 | 0 | 0 | 2.3267 | 7.2241 | 1 | 0 | 12 | 1 | 90%Cut,Full
Paraguay | Solar | prm15_wcost_re13_c2p1_co2_cut90p_tn | 0 | 0 | 0 | 0 | 4.4007 | 5.9987 | 7.3444 | 1 | 0 | 13 | 1 | 90%Cut,Full
Paraguay | Solar | prm15_wcost_re14_c2p1_co2_cut90p_tn | 0 | 0 | 0 | 0 | 0 | 3.3276 | 7.4907 | 1 | 0 | 14 | 1 | 90%Cut,Full
Paraguay | Solar | prm15_wcost_re15_c2p1_co2_cut90p_tn | 0 | 0 | 0 | 0 | 0 | 0.79332 | 7.1059 | 1 | 0 | 15 | 1 | 90%Cut,Full
Paraguay | Solar | prm15_wcost_re4_c2p1_co2_cut90p_tn | 0 | 0 | 0 | 0 | 7.0717 | 15.6308 | 11.0228 | 1 | 0 | 4 | 0 | 90%Cut,Full
Paraguay | Solar | prm15_wcost_re5_c2p1_co2_cut90p_tn | 0 | 0 | 0 | 0 | 2.8402 | 11.2064 | 11.0266 | 1 | 0 | 5 | 0 | 90%Cut,Full
Paraguay | Solar | prm15_wcost_re6_c2p1_co2_cut90p_tn | 0 | 0 | 0 | 0 | 0 | 10.6837 | 11.0062 | 1 | 0 | 6 | 0 | 90%Cut,Full
Paraguay | Solar | prm15_wcost_re7_c2p1_co2_cut90p_tn | 0 | 0 | 0 | 0 | 0 | 11.5942 | 11.1584 | 1 | 0 | 7 | 0 | 90%Cut,Full
Paraguay | Solar | prm15_wcost_re9_c2p1_co2_cut90p_tn | 0 | 0 | 0 | 0 | 11.6508 | 15.3127 | 12.2473 | 1 | 0 | 9 | 0 | 90%Cut,Full
Paraguay | Solar | prm15_wcost_re8_c2p1_co2_cut90p_tn | 0 | 0 | 0 | 0 | 11.8849 | 17.3397 | 12.5125 | 1 | 0 | 8 | 0 | 90%Cut,Full
Paraguay | BNG | prm15_wcost_re3_c2p1_co2_cut90p_tn | 0.076009 | 0.084774 | 0.11685 | 0.13242 | 0.1002 | 0.091741 | 0.049949 | 1 | 0 | 3 | 0 | 90%Cut,Full
Paraguay | Fossil | prm15_wcost_re18_c2p1_co2_cut90p_tn | 0.046927 | 0 | 0 | 0 | 0 | 0 | 0 | 1 | 0 | 18 | 1 | 90%Cut,Full
Paraguay | Hydro | prm15_wcost_re6_c2p1_co2_cut90p_tn | 99.877 | 99.9168 | 99.9 | 99.8846 | 99.8846 | 78.7737 | 55.5575 | 1 | 0 | 6 | 0 | 90%Cut,Full
Paraguay | BNG | prm15_wcost_re2_c2p1_co2_cut90p_tn | 0.076009 | 0.083181 | 0.10002 | 0.11536 | 0.10797 | 0.089927 | 0.044978 | 1 | 0 | 2 | 0 | 90%Cut,Full
Paraguay | Fossil | prm15_wcost_re19_c2p1_co2_cut90p_tn | 0.046927 | 0 | 0 | 0 | 0 | 0 | 0 | 1 | 0 | 19 | 1 | 90%Cut,Full
Paraguay | Hydro | prm15_wcost_re5_c2p1_co2_cut90p_tn | 99.877 | 99.9168 | 99.9 | 99.8846 | 97.0478 | 69.6074 | 54.1768 | 1 | 0 | 5 | 0 | 90%Cut,Full
Paraguay | Hydro | prm15_wcost_re4_c2p1_co2_cut90p_tn | 99.877 | 99.9168 | 99.8832 | 99.8846 | 92.8213 | 73.367 | 53.3498 | 1 | 0 | 4 | 0 | 90%Cut,Full
Paraguay | BNG | prm15_wcost_re1_c2p1_co2_cut90p_tn | 0.076009 | 0.083181 | 0.10002 | 0.11536 | 0.11536 | 0.098121 | 0.044533 | 1 | 0 | 1 | 0 | 90%Cut,Full
Paraguay | Hydro | prm15_wcost_re3_c2p1_co2_cut90p_tn | 99.877 | 99.9152 | 99.8832 | 99.8676 | 87.402 | 70.529 | 54.7787 | 1 | 0 | 3 | 0 | 90%Cut,Full
Paraguay | BNG | prm15_wcost_re19_c2p1_co2_cut90p_tn | 0.075869 | 0.11685 | 0.13218 | 0.11536 | 0.11536 | 0.082956 | 0.051312 | 1 | 0 | 19 | 1 | 90%Cut,Full
Paraguay | Fossil | prm15_wcost_re20_c2p1_co2_cut90p_tn | 0.046927 | 0 | 0 | 0 | 0 | 0 | 0 | 1 | 0 | 20 | 1 | 90%Cut,Full
Paraguay | BNG | prm15_wcost_re20_c2p1_co2_cut90p_tn | 0.075869 | 0.084379 | 0.11536 | 0.149 | 0.13218 | 0.080933 | 0.045032 | 1 | 0 | 20 | 1 | 90%Cut,Full
Paraguay | Hydro | prm15_wcost_re2_c2p1_co2_cut90p_tn | 99.877 | 99.9168 | 99.9 | 99.8846 | 93.4888 | 69.3723 | 53.5748 | 1 | 0 | 2 | 0 | 90%Cut,Full
Paraguay | Hydro | prm15_wcost_re7_c2p1_co2_cut90p_tn | 99.877 | 99.9168 | 99.9 | 99.9 | 99.8846 | 75.5911 | 54.1509 | 1 | 0 | 7 | 0 | 90%Cut,Full
Paraguay | BNG | prm15_wcost_re4_c2p1_co2_cut90p_tn | 0.076009 | 0.083181 | 0.11685 | 0.11536 | 0.107 | 0.095415 | 0.045224 | 1 | 0 | 4 | 0 | 90%Cut,Full
Paraguay | BNG | prm15_wcost_re8_c2p1_co2_cut90p_tn | 0.076009 | 0.083181 | 0.11685 | 0.13218 | 0.10091 | 0.096166 | 0.045561 | 1 | 0 | 8 | 0 | 90%Cut,Full
Paraguay | Fossil | prm15_wcost_re15_c2p1_co2_cut90p_tn | 0.046927 | 0 | 0 | 0 | 0 | 0 | 0 | 1 | 0 | 15 | 1 | 90%Cut,Full
Paraguay | BNG | prm15_wcost_re7_c2p1_co2_cut90p_tn | 0.076009 | 0.083181 | 0.10002 | 0.10002 | 0.11536 | 0.098148 | 0.044099 | 1 | 0 | 7 | 0 | 90%Cut,Full
Paraguay | Fossil | prm15_wcost_re16_c2p1_co2_cut90p_tn | 0.046927 | 0 | 0 | 0 | 0 | 0 | 0 | 1 | 0 | 16 | 1 | 90%Cut,Full
Paraguay | Hydro | prm15_wcost_re9_c2p1_co2_cut90p_tn | 99.877 | 99.9133 | 99.8828 | 99.8678 | 88.2481 | 69.3058 | 53.4968 | 1 | 0 | 9 | 0 | 90%Cut,Full
Paraguay | BNG | prm15_wcost_re5_c2p1_co2_cut90p_tn | 0.076009 | 0.083181 | 0.10002 | 0.11536 | 0.11208 | 0.090379 | 0.043751 | 1 | 0 | 5 | 0 | 90%Cut,Full
Paraguay | Fossil | prm15_wcost_re17_c2p1_co2_cut90p_tn | 0.046927 | 0 | 0 | 0 | 0 | 0 | 0 | 1 | 0 | 17 | 1 | 90%Cut,Full
Paraguay | Hydro | prm15_wcost_re8_c2p1_co2_cut90p_tn | 99.877 | 99.9168 | 99.8832 | 99.8678 | 88.0142 | 73.7094 | 54.1381 | 1 | 0 | 8 | 0 | 90%Cut,Full
Paraguay | BNG | prm15_wcost_re6_c2p1_co2_cut90p_tn | 0.076009 | 0.083181 | 0.10002 | 0.11536 | 0.11536 | 0.10293 | 0.050343 | 1 | 0 | 6 | 0 | 90%Cut,Full
Paraguay | BNG | prm15_wcost_re12_c2p1_co2_cut90p_tn | 0.075869 | 0.083181 | 0.11536 | 0.11536 | 0.11536 | 0.085471 | 0.050481 | 1 | 0 | 12 | 1 | 90%Cut,Full
Paraguay | Hydro | prm15_wcost_re15_c2p1_co2_cut90p_tn | 99.8772 | 99.9168 | 99.8846 | 99.8846 | 99.8846 | 66.3299 | 53.6241 | 1 | 0 | 15 | 1 | 90%Cut,Full
Paraguay | Fossil | prm15_wcost_re6_c2p1_co2_cut90p_tn | 0.047014 | 0 | 0 | 0 | 0 | 0 | 0 | 1 | 0 | 6 | 0 | 90%Cut,Full
Paraguay | Hydro | prm15_wcost_re14_c2p1_co2_cut90p_tn | 99.8772 | 99.9168 | 99.8846 | 99.8846 | 99.8846 | 64.7772 | 53.701 | 1 | 0 | 14 | 1 | 90%Cut,Full
Paraguay | BNG | prm15_wcost_re11_c2p1_co2_cut90p_tn | 0.075869 | 0.086283 | 0.11536 | 0.14925 | 0.13218 | 0.080408 | 0.04489 | 1 | 0 | 11 | 1 | 90%Cut,Full
Paraguay | Hydro | prm15_wcost_re16_c2p1_co2_cut90p_tn | 99.8772 | 99.9168 | 99.8846 | 99.851 | 99.8678 | 68.362 | 54.6868 | 1 | 0 | 16 | 1 | 90%Cut,Full
Paraguay | BNG | prm15_wcost_re10_c2p1_co2_cut90p_tn | 0.076009 | 0.083181 | 0.10002 | 0.11536 | 0.11536 | 0.094339 | 0.044349 | 1 | 0 | 10 | 0 | 90%Cut,Full
Paraguay | Hydro | prm15_wcost_re13_c2p1_co2_cut90p_tn | 99.8772 | 99.8831 | 99.8678 | 99.8846 | 95.489 | 63.4763 | 55.1922 | 1 | 0 | 13 | 1 | 90%Cut,Full
Paraguay | Hydro | prm15_wcost_re12_c2p1_co2_cut90p_tn | 99.8772 | 99.9168 | 99.8846 | 99.8846 | 99.8846 | 65.8172 | 53.6545 | 1 | 0 | 12 | 1 | 90%Cut,Full
Paraguay | Fossil | prm15_wcost_re8_c2p1_co2_cut90p_tn | 0.047014 | 0 | 0 | 0 | 0 | 0 | 0 | 1 | 0 | 8 | 0 | 90%Cut,Full
Paraguay | Fossil | prm15_wcost_re7_c2p1_co2_cut90p_tn | 0.047014 | 0 | 0 | 0 | 0 | 0 | 0 | 1 | 0 | 7 | 0 | 90%Cut,Full
Paraguay | BNG | prm15_wcost_re18_c2p1_co2_cut90p_tn | 0.075869 | 0.12064 | 0.13218 | 0.11536 | 0.11597 | 0.083711 | 0.052913 | 1 | 0 | 18 | 1 | 90%Cut,Full
Paraguay | BNG | prm15_wcost_re13_c2p1_co2_cut90p_tn | 0.075869 | 0.11687 | 0.13218 | 0.11536 | 0.11028 | 0.081914 | 0.052357 | 1 | 0 | 13 | 1 | 90%Cut,Full
Paraguay | Fossil | prm15_wcost_re5_c2p1_co2_cut90p_tn | 0.047014 | 0 | 0 | 0 | 0 | 0 | 0 | 1 | 0 | 5 | 0 | 90%Cut,Full
Paraguay | Hydro | prm15_wcost_re20_c2p1_co2_cut90p_tn | 99.8772 | 99.9156 | 99.8846 | 99.851 | 99.8678 | 69.3355 | 55.6314 | 1 | 0 | 20 | 1 | 90%Cut,Full
Paraguay | Fossil | prm15_wcost_re2_c2p1_co2_cut90p_tn | 0.047014 | 0 | 0 | 0 | 0 | 0 | 0 | 1 | 0 | 2 | 0 | 90%Cut,Full
Paraguay | BNG | prm15_wcost_re17_c2p1_co2_cut90p_tn | 0.075869 | 0.083181 | 0.11536 | 0.11536 | 0.13218 | 0.08847 | 0.042766 | 1 | 0 | 17 | 1 | 90%Cut,Full
Paraguay | Hydro | prm15_wcost_re1_c2p1_co2_cut90p_tn | 99.877 | 99.9168 | 99.9 | 99.8846 | 99.8846 | 85.1164 | 56.0096 | 1 | 0 | 1 | 0 | 90%Cut,Full
Paraguay | BNG | prm15_wcost_re16_c2p1_co2_cut90p_tn | 0.075869 | 0.083181 | 0.11536 | 0.149 | 0.13218 | 0.078951 | 0.051441 | 1 | 0 | 16 | 1 | 90%Cut,Full
Paraguay | Fossil | prm15_wcost_re3_c2p1_co2_cut90p_tn | 0.047014 | 0 | 0 | 0 | 0 | 0 | 0 | 1 | 0 | 3 | 0 | 90%Cut,Full
Paraguay | BNG | prm15_wcost_re15_c2p1_co2_cut90p_tn | 0.075869 | 0.083181 | 0.11536 | 0.11536 | 0.11536 | 0.086552 | 0.050452 | 1 | 0 | 15 | 1 | 90%Cut,Full
Paraguay | Hydro | prm15_wcost_re18_c2p1_co2_cut90p_tn | 99.8772 | 99.8794 | 99.8678 | 99.8846 | 99.884 | 63.6241 | 55.1444 | 1 | 0 | 18 | 1 | 90%Cut,Full
Paraguay | Fossil | prm15_wcost_re4_c2p1_co2_cut90p_tn | 0.047014 | 0 | 0 | 0 | 0 | 0 | 0 | 1 | 0 | 4 | 0 | 90%Cut,Full
Paraguay | BNG | prm15_wcost_re14_c2p1_co2_cut90p_tn | 0.075869 | 0.083181 | 0.11536 | 0.11536 | 0.11536 | 0.084257 | 0.050196 | 1 | 0 | 14 | 1 | 90%Cut,Full
Paraguay | Hydro | prm15_wcost_re17_c2p1_co2_cut90p_tn | 99.8772 | 99.9168 | 99.8846 | 99.8846 | 99.8678 | 67.27 | 53.7127 | 1 | 0 | 17 | 1 | 90%Cut,Full
Paraguay | Hydro | prm15_wcost_re19_c2p1_co2_cut90p_tn | 99.8772 | 99.8832 | 99.8678 | 99.8846 | 99.8846 | 63.4919 | 54.5498 | 1 | 0 | 19 | 1 | 90%Cut,Full
Paraguay | Fossil | prm15_wcost_re14_c2p1_co2_cut90p_tn | 0.046927 | 0 | 0 | 0 | 0 | 0 | 0 | 1 | 0 | 14 | 1 | 90%Cut,Full
Paraguay | BNG | prm15_wcost_re9_c2p1_co2_cut90p_tn | 0.076009 | 0.086718 | 0.11723 | 0.13218 | 0.10117 | 0.092158 | 0.045927 | 1 | 0 | 9 | 0 | 90%Cut,Full
Paraguay | Fossil | prm15_wcost_re11_c2p1_co2_cut90p_tn | 0.046927 | 0 | 0 | 0 | 0 | 0 | 0 | 1 | 0 | 11 | 1 | 90%Cut,Full
Paraguay | Fossil | prm15_wcost_re12_c2p1_co2_cut90p_tn | 0.046927 | 0 | 0 | 0 | 0 | 0 | 0 | 1 | 0 | 12 | 1 | 90%Cut,Full
Paraguay | Fossil | prm15_wcost_re13_c2p1_co2_cut90p_tn | 0.046927 | 0 | 0 | 0 | 0 | 0 | 0 | 1 | 0 | 13 | 1 | 90%Cut,Full
Paraguay | Fossil | prm15_wcost_re10_c2p1_co2_cut90p_tn | 0.047014 | 0 | 0 | 0 | 0 | 0 | 0 | 1 | 0 | 10 | 0 | 90%Cut,Full
Paraguay | Fossil | prm15_wcost_re1_c2p1_co2_cut90p_tn | 0.047014 | 0 | 0 | 0 | 0 | 0 | 0 | 1 | 0 | 1 | 0 | 90%Cut,Full
Uruguay | Fossil | prm15_wcost_re9_c2p1_t1 | 0.90178 | 1.8223 | 1.9153 | 2.223 | 3.339 | 2.8615 | 2.9183 | 0 | 1 | 9 | 0 | NoCut,Lim
Uruguay | BNG | prm15_wcost_re20_c2p1_t1 | 13.2956 | 16.8536 | 16.3648 | 12.1493 | 9.7016 | 7.8563 | 4.9378 | 0 | 1 | 20 | 1 | NoCut,Lim
Uruguay | BNG | prm15_wcost_re2_c2p1_t1 | 12.9921 | 16.9395 | 15.63 | 12.1475 | 9.9056 | 7.3796 | 5.6309 | 0 | 1 | 2 | 0 | NoCut,Lim
Uruguay | BNG | prm15_wcost_re1_c2p1_t1 | 12.9921 | 16.8985 | 15.6262 | 12.1957 | 9.1607 | 6.6525 | 4.6914 | 0 | 1 | 1 | 0 | NoCut,Lim
Uruguay | BNG | prm15_wcost_re3_c2p1_t1 | 12.9921 | 16.8987 | 15.3071 | 12.1997 | 10.3835 | 8.3604 | 6.7756 | 0 | 1 | 3 | 0 | NoCut,Lim
Uruguay | BNG | prm15_wcost_re4_c2p1_t1 | 12.9921 | 16.8927 | 15.6264 | 12.2002 | 10.1309 | 7.7415 | 5.8636 | 0 | 1 | 4 | 0 | NoCut,Lim
Uruguay | BNG | prm15_wcost_re19_c2p1_t1 | 13.2956 | 17.1427 | 15.9444 | 13.264 | 10.2999 | 8.4164 | 6.7541 | 0 | 1 | 19 | 1 | NoCut,Lim
Uruguay | Wind | prm15_wcost_re9_c2p1_t1 | 41.4508 | 39.1289 | 35.0241 | 28.978 | 33.2354 | 43.6264 | 48.3994 | 0 | 1 | 9 | 0 | NoCut,Lim
Uruguay | BNG | prm15_wcost_re15_c2p1_t1 | 13.2956 | 16.8122 | 16.5797 | 12.7007 | 10.0489 | 8.0742 | 5.1761 | 0 | 1 | 15 | 1 | NoCut,Lim
Uruguay | BNG | prm15_wcost_re16_c2p1_t1 | 13.2956 | 16.9028 | 16.3996 | 12.3768 | 9.8772 | 7.4776 | 5.0416 | 0 | 1 | 16 | 1 | NoCut,Lim
Uruguay | BNG | prm15_wcost_re17_c2p1_t1 | 13.2956 | 16.8875 | 16.5815 | 12.6501 | 10.0488 | 7.8207 | 5.1218 | 0 | 1 | 17 | 1 | NoCut,Lim
Uruguay | BNG | prm15_wcost_re18_c2p1_t1 | 13.2956 | 17.1426 | 15.9505 | 13.3079 | 10.239 | 8.5054 | 6.6287 | 0 | 1 | 18 | 1 | NoCut,Lim
Uruguay | BNG | prm15_wcost_re5_c2p1_t1 | 12.9921 | 16.9129 | 15.6264 | 12.2344 | 9.4218 | 7.2626 | 5.3657 | 0 | 1 | 5 | 0 | NoCut,Lim
Uruguay | BNG | prm15_wcost_re6_c2p1_t1 | 12.9921 | 16.8977 | 15.6447 | 12.0582 | 9.0757 | 6.7365 | 4.8912 | 0 | 1 | 6 | 0 | NoCut,Lim
Uruguay | BNG | prm15_wcost_re7_c2p1_t1 | 12.9921 | 16.9027 | 15.6299 | 12.2607 | 9.4317 | 7.2621 | 5.3643 | 0 | 1 | 7 | 0 | NoCut,Lim
Uruguay | BNG | prm15_wcost_re8_c2p1_t1 | 12.9921 | 16.8947 | 15.2932 | 12.2139 | 10.2125 | 8.3123 | 6.3654 | 0 | 1 | 8 | 0 | NoCut,Lim
Uruguay | BNG | prm15_wcost_re9_c2p1_t1 | 12.9921 | 16.8947 | 15.2868 | 12.2272 | 10.2329 | 8.2659 | 6.5905 | 0 | 1 | 9 | 0 | NoCut,Lim
Uruguay | BNG | prm15_wcost_re14_c2p1_t1 | 13.2956 | 17.1426 | 16.1743 | 13.0605 | 10.026 | 8.0669 | 6.2209 | 0 | 1 | 14 | 1 | NoCut,Lim
Uruguay | Solar | prm15_wcost_re18_c2p1_t1 | 4.1214 | 4.1259 | 5.5153 | 20.4615 | 17.3306 | 16.4048 | 16.5535 | 0 | 1 | 18 | 1 | NoCut,Lim
Uruguay | Solar | prm15_wcost_re17_c2p1_t1 | 4.1214 | 4.0714 | 3.9513 | 9.1821 | 10.5569 | 11.4731 | 13.6614 | 0 | 1 | 17 | 1 | NoCut,Lim
Uruguay | Solar | prm15_wcost_re16_c2p1_t1 | 4.1214 | 4.0707 | 3.9106 | 4.3019 | 6.9512 | 10.0488 | 12.329 | 0 | 1 | 16 | 1 | NoCut,Lim
Uruguay | Solar | prm15_wcost_re15_c2p1_t1 | 4.1214 | 4.0533 | 3.9509 | 10.8977 | 11.1051 | 11.7714 | 13.8486 | 0 | 1 | 15 | 1 | NoCut,Lim
Uruguay | Solar | prm15_wcost_re19_c2p1_t1 | 4.1214 | 4.1259 | 5.5132 | 20.3976 | 17.7629 | 15.9238 | 17.7329 | 0 | 1 | 19 | 1 | NoCut,Lim
Uruguay | Solar | prm15_wcost_re14_c2p1_t1 | 4.1214 | 4.1259 | 5.5927 | 16.4171 | 14.257 | 13.6345 | 15.3753 | 0 | 1 | 14 | 1 | NoCut,Lim
Uruguay | Solar | prm15_wcost_re13_c2p1_t1 | 4.1214 | 4.1259 | 5.1917 | 20.9088 | 20.181 | 18.1881 | 18.1589 | 0 | 1 | 13 | 1 | NoCut,Lim
Uruguay | Solar | prm15_wcost_re12_c2p1_t1 | 4.1214 | 4.0846 | 3.9509 | 13.3126 | 13.0016 | 12.7958 | 15.0808 | 0 | 1 | 12 | 1 | NoCut,Lim
Uruguay | Solar | prm15_wcost_re11_c2p1_t1 | 4.1214 | 4.0731 | 3.9127 | 2.9759 | 5.2174 | 8.4276 | 11.7059 | 0 | 1 | 11 | 1 | NoCut,Lim
Uruguay | Solar | prm15_wcost_re1_c2p1_t1 | 4.3113 | 4.0723 | 11.4993 | 20.7122 | 19.1248 | 17.0895 | 17.9577 | 0 | 1 | 1 | 0 | NoCut,Lim
Uruguay | Solar | prm15_wcost_re7_c2p1_t1 | 4.3113 | 4.0717 | 11.4787 | 25.4107 | 23.3988 | 21.2447 | 21.256 | 0 | 1 | 7 | 0 | NoCut,Lim
Uruguay | Solar | prm15_wcost_re6_c2p1_t1 | 4.3113 | 4.0722 | 11.4605 | 23.0198 | 20.0468 | 19.1029 | 19.1628 | 0 | 1 | 6 | 0 | NoCut,Lim
Uruguay | Solar | prm15_wcost_re5_c2p1_t1 | 4.3113 | 4.0741 | 11.4983 | 25.9243 | 24.1281 | 22.0309 | 21.3156 | 0 | 1 | 5 | 0 | NoCut,Lim
Uruguay | Solar | prm15_wcost_re4_c2p1_t1 | 4.3113 | 4.0712 | 11.4981 | 28.3247 | 28.1344 | 23.7428 | 23.7492 | 0 | 1 | 4 | 0 | NoCut,Lim
Uruguay | Solar | prm15_wcost_re3_c2p1_t1 | 4.3113 | 4.0707 | 13.6216 | 28.2825 | 31.3812 | 27.331 | 27.3601 | 0 | 1 | 3 | 0 | NoCut,Lim
Uruguay | Solar | prm15_wcost_re2_c2p1_t1 | 4.3113 | 4.0833 | 11.4778 | 28.1617 | 26.4995 | 22.4075 | 23.0605 | 0 | 1 | 2 | 0 | NoCut,Lim
Uruguay | Solar | prm15_wcost_re20_c2p1_t1 | 4.1214 | 4.0731 | 3.9186 | 2.969 | 4.6716 | 7.1243 | 11.0412 | 0 | 1 | 20 | 1 | NoCut,Lim
Uruguay | Solar | prm15_wcost_re10_c2p1_t1 | 4.3113 | 4.1124 | 11.4294 | 20.2911 | 17.7097 | 16.2949 | 17.7575 | 0 | 1 | 10 | 0 | NoCut,Lim
Uruguay | BNG | prm15_wcost_re10_c2p1_t1 | 12.9921 | 16.0512 | 15.6386 | 12.2815 | 9.3938 | 6.8043 | 4.665 | 0 | 1 | 10 | 0 | NoCut,Lim
Uruguay | BNG | prm15_wcost_re12_c2p1_t1 | 13.2956 | 16.961 | 16.5797 | 12.7335 | 10.0479 | 8.0744 | 5.2592 | 0 | 1 | 12 | 1 | NoCut,Lim
Uruguay | BNG | prm15_wcost_re13_c2p1_t1 | 13.2956 | 17.1426 | 16.0608 | 13.1898 | 10.6098 | 8.5366 | 6.8062 | 0 | 1 | 13 | 1 | NoCut,Lim
Uruguay | BNG | prm15_wcost_re11_c2p1_t1 | 13.2956 | 16.8536 | 16.4082 | 12.1888 | 9.77 | 7.6478 | 4.9858 | 0 | 1 | 11 | 1 | NoCut,Lim
Uruguay | Hydro | prm15_wcost_re9_c2p1_t1 | 40.3441 | 38.0843 | 34.089 | 28.2044 | 23.5496 | 19.186 | 15.7025 | 0 | 1 | 9 | 0 | NoCut,Lim
Uruguay | Hydro | prm15_wcost_re8_c2p1_t1 | 40.3441 | 38.0843 | 34.0642 | 28.1799 | 23.5 | 19.2197 | 15.6042 | 0 | 1 | 8 | 0 | NoCut,Lim
Uruguay | Hydro | prm15_wcost_re7_c2p1_t1 | 40.3441 | 38.0814 | 34.854 | 28.2202 | 22.8348 | 18.7141 | 15.3197 | 0 | 1 | 7 | 0 | NoCut,Lim
Uruguay | Hydro | prm15_wcost_re6_c2p1_t1 | 40.3441 | 38.1066 | 34.8211 | 28.0344 | 22.6394 | 18.4786 | 15.1639 | 0 | 1 | 6 | 0 | NoCut,Lim
Uruguay | Hydro | prm15_wcost_re5_c2p1_t1 | 40.3441 | 38.0788 | 34.8463 | 28.1781 | 22.804 | 18.6919 | 15.3223 | 0 | 1 | 5 | 0 | NoCut,Lim
Uruguay | Hydro | prm15_wcost_re15_c2p1_t1 | 41.2867 | 37.9298 | 36.9721 | 28.515 | 22.8412 | 18.7418 | 15.4117 | 0 | 1 | 15 | 1 | NoCut,Lim
Uruguay | Hydro | prm15_wcost_re14_c2p1_t1 | 41.2867 | 38.6093 | 36.0681 | 29.1244 | 22.7259 | 18.7857 | 15.5958 | 0 | 1 | 14 | 1 | NoCut,Lim
Uruguay | Hydro | prm15_wcost_re13_c2p1_t1 | 41.2867 | 38.6093 | 35.8149 | 29.4914 | 23.8204 | 19.3349 | 15.7366 | 0 | 1 | 13 | 1 | NoCut,Lim
Uruguay | Hydro | prm15_wcost_re12_c2p1_t1 | 41.2867 | 38.2229 | 36.9721 | 28.4492 | 22.7789 | 18.7676 | 15.4351 | 0 | 1 | 12 | 1 | NoCut,Lim
Uruguay | Hydro | prm15_wcost_re11_c2p1_t1 | 41.2867 | 38.1152 | 36.6144 | 27.8481 | 22.613 | 18.5107 | 15.284 | 0 | 1 | 11 | 1 | NoCut,Lim
Uruguay | Hydro | prm15_wcost_re10_c2p1_t1 | 40.3441 | 38.483 | 34.8734 | 27.9927 | 22.7834 | 18.5671 | 15.0857 | 0 | 1 | 10 | 0 | NoCut,Lim
Uruguay | Hydro | prm15_wcost_re16_c2p1_t1 | 41.2867 | 38.0926 | 36.5949 | 28.1338 | 22.6788 | 18.5033 | 15.3321 | 0 | 1 | 16 | 1 | NoCut,Lim
Uruguay | Hydro | prm15_wcost_re17_c2p1_t1 | 41.2867 | 38.0997 | 36.9761 | 28.5423 | 22.8636 | 18.6505 | 15.378 | 0 | 1 | 17 | 1 | NoCut,Lim
Uruguay | Hydro | prm15_wcost_re4_c2p1_t1 | 40.3441 | 38.0981 | 34.8463 | 28.1467 | 23.3727 | 18.9624 | 15.4267 | 0 | 1 | 4 | 0 | NoCut,Lim
Uruguay | Hydro | prm15_wcost_re3_c2p1_t1 | 40.3441 | 38.0697 | 34.0886 | 28.1794 | 23.9061 | 19.2843 | 15.7899 | 0 | 1 | 3 | 0 | NoCut,Lim
Uruguay | Hydro | prm15_wcost_re2_c2p1_t1 | 40.3441 | 38.1264 | 34.8543 | 28.1108 | 23.1777 | 18.7511 | 15.3714 | 0 | 1 | 2 | 0 | NoCut,Lim
Uruguay | Hydro | prm15_wcost_re20_c2p1_t1 | 41.2867 | 38.1152 | 36.67 | 27.7837 | 22.5767 | 18.6523 | 15.262 | 0 | 1 | 20 | 1 | NoCut,Lim
Uruguay | Hydro | prm15_wcost_re1_c2p1_t1 | 40.3441 | 38.1084 | 34.8458 | 27.9016 | 22.7839 | 18.5477 | 15.0898 | 0 | 1 | 1 | 0 | NoCut,Lim
Uruguay | Hydro | prm15_wcost_re19_c2p1_t1 | 41.2867 | 38.6096 | 35.5555 | 29.6334 | 23.1469 | 19.1592 | 15.7198 | 0 | 1 | 19 | 1 | NoCut,Lim
Uruguay | Hydro | prm15_wcost_re18_c2p1_t1 | 41.2867 | 38.6093 | 35.5691 | 29.7305 | 23.0099 | 19.3214 | 15.6741 | 0 | 1 | 18 | 1 | NoCut,Lim
Uruguay | Solar | prm15_wcost_re8_c2p1_t1 | 4.3113 | 4.0698 | 13.6879 | 28.3716 | 29.2954 | 26.115 | 24.9974 | 0 | 1 | 8 | 0 | NoCut,Lim
Uruguay | Fossil | prm15_wcost_re17_c2p1_t1 | 0.92285 | 1.7967 | 4.5008 | 2.3929 | 1.1804 | 1.2511 | 0.41199 | 0 | 1 | 17 | 1 | NoCut,Lim
Uruguay | Fossil | prm15_wcost_re16_c2p1_t1 | 0.92285 | 1.7964 | 3.8835 | 2.25 | 1.7217 | 0.83703 | 0.19972 | 0 | 1 | 16 | 1 | NoCut,Lim
Uruguay | Fossil | prm15_wcost_re18_c2p1_t1 | 0.92285 | 0.45391 | 6.4203 | 5.3561 | 3.6711 | 3.408 | 1.8034 | 0 | 1 | 18 | 1 | NoCut,Lim
Uruguay | Fossil | prm15_wcost_re19_c2p1_t1 | 0.92285 | 0.45392 | 6.4561 | 5.6606 | 3.611 | 3.5727 | 1.848 | 0 | 1 | 19 | 1 | NoCut,Lim
Uruguay | Fossil | prm15_wcost_re13_c2p1_t1 | 0.92285 | 0.45391 | 6.1352 | 6.1096 | 5.1129 | 5.0841 | 2.2338 | 0 | 1 | 13 | 1 | NoCut,Lim
Uruguay | Fossil | prm15_wcost_re12_c2p1_t1 | 0.92285 | 1.4602 | 4.511 | 2.2762 | 1.2578 | 1.6796 | 0.53011 | 0 | 1 | 12 | 1 | NoCut,Lim
Uruguay | Fossil | prm15_wcost_re15_c2p1_t1 | 0.92285 | 2.2346 | 4.511 | 2.3698 | 1.1244 | 1.487 | 0.4567 | 0 | 1 | 15 | 1 | NoCut,Lim
Uruguay | Fossil | prm15_wcost_re14_c2p1_t1 | 0.92285 | 0.45391 | 5.1075 | 3.5146 | 1.4558 | 1.7669 | 1.2946 | 0 | 1 | 14 | 1 | NoCut,Lim
Uruguay | Fossil | prm15_wcost_re1_c2p1_t1 | 0.90178 | 1.7971 | 2.2269 | 1.4966 | 0.19741 | 0.18755 | 0.22723 | 0 | 1 | 1 | 0 | NoCut,Lim
Uruguay | Wind | prm15_wcost_re19_c2p1_t1 | 40.3735 | 39.6678 | 36.5308 | 31.0444 | 45.1793 | 52.9278 | 57.9452 | 0 | 1 | 19 | 1 | NoCut,Lim
Uruguay | Fossil | prm15_wcost_re6_c2p1_t1 | 0.90178 | 1.797 | 2.2296 | 1.0683 | 0.1068 | 0.26428 | 0.43189 | 0 | 1 | 6 | 0 | NoCut,Lim
Uruguay | Wind | prm15_wcost_re18_c2p1_t1 | 40.3735 | 39.6683 | 36.5448 | 31.1441 | 45.7494 | 52.3605 | 59.3403 | 0 | 1 | 18 | 1 | NoCut,Lim
Uruguay | Wind | prm15_wcost_re17_c2p1_t1 | 40.3735 | 39.1447 | 37.9903 | 47.2326 | 55.3503 | 60.8046 | 65.4267 | 0 | 1 | 17 | 1 | NoCut,Lim
Uruguay | Wind | prm15_wcost_re1_c2p1_t1 | 41.4508 | 39.1236 | 35.8017 | 37.6939 | 48.7332 | 57.5228 | 62.0338 | 0 | 1 | 1 | 0 | NoCut,Lim
Uruguay | Wind | prm15_wcost_re16_c2p1_t1 | 40.3735 | 39.1375 | 39.2113 | 52.9376 | 58.7711 | 63.1333 | 67.0976 | 0 | 1 | 16 | 1 | NoCut,Lim
Uruguay | Wind | prm15_wcost_re15_c2p1_t1 | 40.3735 | 38.9702 | 37.9862 | 45.5168 | 54.8805 | 59.9257 | 65.107 | 0 | 1 | 15 | 1 | NoCut,Lim
Uruguay | Fossil | prm15_wcost_re5_c2p1_t1 | 0.90178 | 1.7979 | 2.227 | 1.7473 | 0.89541 | 0.95469 | 1.0494 | 0 | 1 | 5 | 0 | NoCut,Lim
Uruguay | Wind | prm15_wcost_re14_c2p1_t1 | 40.3735 | 39.6683 | 37.0574 | 37.8834 | 51.5353 | 57.7459 | 61.5134 | 0 | 1 | 14 | 1 | NoCut,Lim
Uruguay | Wind | prm15_wcost_re13_c2p1_t1 | 40.3735 | 39.6683 | 36.7973 | 30.3004 | 40.276 | 48.8563 | 57.0645 | 0 | 1 | 13 | 1 | NoCut,Lim
Uruguay | Wind | prm15_wcost_re8_c2p1_t1 | 41.4508 | 39.1289 | 35.0386 | 28.9529 | 33.8884 | 43.3328 | 50.4212 | 0 | 1 | 8 | 0 | NoCut,Lim
Uruguay | Wind | prm15_wcost_re7_c2p1_t1 | 41.4508 | 39.1474 | 35.81 | 32.5161 | 43.5452 | 51.8632 | 57.0066 | 0 | 1 | 7 | 0 | NoCut,Lim
Uruguay | Fossil | prm15_wcost_re8_c2p1_t1 | 0.90178 | 1.8223 | 1.9161 | 2.2817 | 3.1037 | 3.0202 | 2.6118 | 0 | 1 | 8 | 0 | NoCut,Lim
Uruguay | Wind | prm15_wcost_re6_c2p1_t1 | 41.4508 | 39.1265 | 35.8441 | 35.8193 | 48.1314 | 55.4177 | 60.3503 | 0 | 1 | 6 | 0 | NoCut,Lim
Uruguay | Wind | prm15_wcost_re20_c2p1_t1 | 40.3735 | 39.1607 | 39.2979 | 55.0059 | 61.333 | 66.1145 | 68.6993 | 0 | 1 | 20 | 1 | NoCut,Lim
Uruguay | Wind | prm15_wcost_re4_c2p1_t1 | 41.4508 | 39.1151 | 35.8022 | 28.9188 | 35.7274 | 47.7277 | 53.3401 | 0 | 1 | 4 | 0 | NoCut,Lim
Uruguay | Wind | prm15_wcost_re3_c2p1_t1 | 41.4508 | 39.1381 | 35.0649 | 28.9523 | 29.4527 | 41.4316 | 46.5369 | 0 | 1 | 3 | 0 | NoCut,Lim
Uruguay | Fossil | prm15_wcost_re7_c2p1_t1 | 0.90178 | 1.7968 | 2.2275 | 1.5923 | 0.78948 | 0.91594 | 1.0533 | 0 | 1 | 7 | 0 | NoCut,Lim
Uruguay | Wind | prm15_wcost_re2_c2p1_t1 | 41.4508 | 39.0488 | 35.8104 | 29.4073 | 38.4939 | 50.3471 | 54.7144 | 0 | 1 | 2 | 0 | NoCut,Lim
Uruguay | Wind | prm15_wcost_re5_c2p1_t1 | 41.4508 | 39.1363 | 35.8021 | 31.916 | 42.7507 | 51.0598 | 56.9471 | 0 | 1 | 5 | 0 | NoCut,Lim
Uruguay | Wind | prm15_wcost_re12_c2p1_t1 | 40.3735 | 39.2713 | 37.9862 | 43.2285 | 52.9139 | 58.6826 | 63.6948 | 0 | 1 | 12 | 1 | NoCut,Lim
Uruguay | Fossil | prm15_wcost_re2_c2p1_t1 | 0.90178 | 1.802 | 2.2275 | 2.1726 | 1.9233 | 1.1147 | 1.2229 | 0 | 1 | 2 | 0 | NoCut,Lim
Uruguay | Fossil | prm15_wcost_re20_c2p1_t1 | 0.92285 | 1.7974 | 3.7486 | 2.0921 | 1.7172 | 0.25264 | 0.059773 | 0 | 1 | 20 | 1 | NoCut,Lim
Uruguay | Wind | prm15_wcost_re11_c2p1_t1 | 40.3735 | 39.1607 | 39.2395 | 54.8805 | 60.6644 | 64.4929 | 67.9025 | 0 | 1 | 11 | 1 | NoCut,Lim
Uruguay | Fossil | prm15_wcost_re4_c2p1_t1 | 0.90178 | 1.8229 | 2.227 | 2.4096 | 2.6346 | 1.8256 | 1.6204 | 0 | 1 | 4 | 0 | NoCut,Lim
Uruguay | Wind | prm15_wcost_re10_c2p1_t1 | 41.4508 | 39.5386 | 35.8299 | 37.9119 | 50.0584 | 58.145 | 62.276 | 0 | 1 | 10 | 0 | NoCut,Lim
Uruguay | Fossil | prm15_wcost_re3_c2p1_t1 | 0.90178 | 1.8227 | 1.9178 | 2.3861 | 4.8765 | 3.5927 | 3.5375 | 0 | 1 | 3 | 0 | NoCut,Lim
Uruguay | Fossil | prm15_wcost_re10_c2p1_t1 | 0.90178 | 1.8148 | 2.2287 | 1.5228 | 0.054714 | 0.18868 | 0.21586 | 0 | 1 | 10 | 0 | NoCut,Lim
Uruguay | Fossil | prm15_wcost_re11_c2p1_t1 | 0.92285 | 1.7974 | 3.8253 | 2.1067 | 1.7352 | 0.92105 | 0.12176 | 0 | 1 | 11 | 1 | NoCut,Lim
Uruguay | Solar | prm15_wcost_re9_c2p1_t1 | 4.3113 | 4.0698 | 13.6848 | 28.3674 | 29.6431 | 26.0603 | 26.3893 | 0 | 1 | 9 | 0 | NoCut,Lim
Uruguay | Solar | prm15_wcost_re2_c2p1_tn | 4.4246 | 4.0721 | 12.1069 | 28.1722 | 30.4053 | 24.036 | 24.2132 | 0 | 0 | 2 | 0 | NoCut,Full
Uruguay | Solar | prm15_wcost_re3_c2p1_tn | 4.4246 | 4.0219 | 11.7292 | 26.0624 | 29.8608 | 30.1277 | 44.1078 | 0 | 0 | 3 | 0 | NoCut,Full
Uruguay | Solar | prm15_wcost_re4_c2p1_tn | 4.4246 | 4.0808 | 12.1155 | 27.1615 | 30.1335 | 30.1104 | 27.5064 | 0 | 0 | 4 | 0 | NoCut,Full
Uruguay | Solar | prm15_wcost_re5_c2p1_tn | 4.4246 | 4.0663 | 12.069 | 26.4971 | 26.1717 | 22.0639 | 21.4109 | 0 | 0 | 5 | 0 | NoCut,Full
Uruguay | Solar | prm15_wcost_re6_c2p1_tn | 4.4246 | 3.9227 | 12.3329 | 22.3552 | 19.8799 | 18.6285 | 17.9901 | 0 | 0 | 6 | 0 | NoCut,Full
Uruguay | Solar | prm15_wcost_re7_c2p1_tn | 4.4246 | 4.0687 | 12.0394 | 26.6449 | 25.7102 | 21.2133 | 20.3946 | 0 | 0 | 7 | 0 | NoCut,Full
Uruguay | Solar | prm15_wcost_re8_c2p1_tn | 4.4246 | 4.0219 | 13.9594 | 27.9227 | 29.9158 | 30.1682 | 33.7644 | 0 | 0 | 8 | 0 | NoCut,Full
Uruguay | Solar | prm15_wcost_re9_c2p1_tn | 4.4246 | 4.0219 | 14.0295 | 28.1807 | 29.9003 | 30.1568 | 33.9536 | 0 | 0 | 9 | 0 | NoCut,Full
Uruguay | Wind | prm15_wcost_re10_c2p1_tn | 42.5404 | 37.9472 | 35.1895 | 38.9396 | 49.8834 | 58.7524 | 63.454 | 0 | 0 | 10 | 0 | NoCut,Full
Uruguay | Wind | prm15_wcost_re11_c2p1_tn | 42.4519 | 38.0284 | 39.3931 | 54.2441 | 63.5871 | 68.7251 | 69.2878 | 0 | 0 | 11 | 1 | NoCut,Full
Uruguay | Wind | prm15_wcost_re12_c2p1_tn | 42.4519 | 39.1033 | 36.8077 | 32.5812 | 44.7102 | 45.5804 | 56.0192 | 0 | 0 | 12 | 1 | NoCut,Full
Uruguay | Wind | prm15_wcost_re13_c2p1_tn | 42.4519 | 38.5179 | 37.3655 | 32.0215 | 32.0824 | 32.8401 | 0 | 0 | 0 | 13 | 1 | NoCut,Full
Uruguay | Wind | prm15_wcost_re14_c2p1_tn | 42.4519 | 38.5453 | 36.9841 | 31.9998 | 32.9591 | 34.0726 | 50.6558 | 0 | 0 | 14 | 1 | NoCut,Full
Uruguay | Wind | prm15_wcost_re15_c2p1_tn | 42.4519 | 39.3184 | 36.882 | 41.5854 | 50.3038 | 57.3867 | 64.593 | 0 | 0 | 15 | 1 | NoCut,Full
Uruguay | Wind | prm15_wcost_re16_c2p1_tn | 42.4519 | 38.5553 | 37.5045 | 52.6573 | 60.5058 | 66.4151 | 67.6479 | 0 | 0 | 16 | 1 | NoCut,Full
Uruguay | Wind | prm15_wcost_re17_c2p1_tn | 42.4519 | 39.7823 | 37.1222 | 42.1831 | 50.4769 | 59.0237 | 65.7927 | 0 | 0 | 17 | 1 | NoCut,Full
Uruguay | Wind | prm15_wcost_re18_c2p1_tn | 42.4519 | 38.5179 | 37.3655 | 32.1838 | 32.3087 | 33.2739 | 0 | 0 | 0 | 18 | 1 | NoCut,Full
Uruguay | Wind | prm15_wcost_re19_c2p1_tn | 42.4519 | 38.5179 | 37.3658 | 32.1578 | 32.2658 | 33.298 | 0 | 0 | 0 | 19 | 1 | NoCut,Full
Uruguay | Wind | prm15_wcost_re1_c2p1_tn | 42.5404 | 38.2895 | 34.8745 | 33.2015 | 45.549 | 54.4888 | 60.9426 | 0 | 0 | 1 | 0 | NoCut,Full
Uruguay | Wind | prm15_wcost_re20_c2p1_tn | 42.4519 | 37.8746 | 41.1926 | 54.1391 | 63.9024 | 69.5717 | 69.7787 | 0 | 0 | 20 | 1 | NoCut,Full
Uruguay | Wind | prm15_wcost_re2_c2p1_tn | 42.5404 | 39.1512 | 33.728 | 29.7892 | 29.1943 | 43.9537 | 51.4345 | 0 | 0 | 2 | 0 | NoCut,Full
Uruguay | Wind | prm15_wcost_re3_c2p1_tn | 42.5404 | 38.6691 | 33.8847 | 30.5286 | 28.8618 | 29.1198 | 0 | 0 | 0 | 3 | 0 | NoCut,Full
Uruguay | Wind | prm15_wcost_re4_c2p1_tn | 42.5404 | 39.2353 | 33.7216 | 30.2165 | 28.9407 | 28.9185 | 43.1454 | 0 | 0 | 4 | 0 | NoCut,Full
Uruguay | Wind | prm15_wcost_re5_c2p1_tn | 42.5404 | 39.0953 | 33.6897 | 30.2568 | 37.2787 | 48.7507 | 55.4702 | 0 | 0 | 5 | 0 | NoCut,Full
Uruguay | Wind | prm15_wcost_re6_c2p1_tn | 42.5404 | 38.0644 | 34.3476 | 34.644 | 47.0713 | 54.7426 | 60.793 | 0 | 0 | 6 | 0 | NoCut,Full
Uruguay | Wind | prm15_wcost_re7_c2p1_tn | 42.5404 | 39.222 | 33.8148 | 30.2337 | 38.1167 | 49.9493 | 56.91 | 0 | 0 | 7 | 0 | NoCut,Full
Uruguay | Wind | prm15_wcost_re8_c2p1_tn | 42.5404 | 38.6691 | 33.1004 | 29.9052 | 28.8459 | 29.0892 | 26.396 | 0 | 0 | 8 | 0 | NoCut,Full
Uruguay | Solar | prm15_wcost_re20_c2p1_tn | 4.4172 | 3.9393 | 3.7841 | 2.9761 | 2.3953 | 4.2581 | 8.8808 | 0 | 0 | 20 | 1 | NoCut,Full
Uruguay | Solar | prm15_wcost_re1_c2p1_tn | 4.4246 | 3.956 | 12.5255 | 25.9678 | 21.8232 | 19.1757 | 18.0173 | 0 | 0 | 1 | 0 | NoCut,Full
Uruguay | Solar | prm15_wcost_re18_c2p1_tn | 4.4172 | 4.0062 | 6.0248 | 18.9153 | 18.9888 | 19.556 | 28.9539 | 0 | 0 | 18 | 1 | NoCut,Full
Uruguay | Hydro | prm15_wcost_re10_c2p1_tn | 40.7089 | 36.9341 | 34.2501 | 28.0163 | 22.7585 | 18.0092 | 14.8457 | 0 | 0 | 10 | 0 | NoCut,Full
Uruguay | Hydro | prm15_wcost_re11_c2p1_tn | 40.8253 | 37.028 | 36.4437 | 27.8186 | 22.2608 | 18.0798 | 14.9987 | 0 | 0 | 11 | 1 | NoCut,Full
Uruguay | Hydro | prm15_wcost_re12_c2p1_tn | 40.8253 | 38.0594 | 35.912 | 31.7114 | 27.904 | 28.371 | 20.6621 | 0 | 0 | 12 | 1 | NoCut,Full
Uruguay | Hydro | prm15_wcost_re13_c2p1_tn | 40.8253 | 37.4896 | 36.368 | 31.1667 | 31.2259 | 31.9633 | 49.4324 | 0 | 0 | 13 | 1 | NoCut,Full
Uruguay | Hydro | prm15_wcost_re14_c2p1_tn | 40.8253 | 37.5163 | 35.9967 | 31.1454 | 32.0792 | 33.1629 | 23.7684 | 0 | 0 | 14 | 1 | NoCut,Full
Uruguay | Hydro | prm15_wcost_re15_c2p1_tn | 40.8253 | 38.2687 | 35.8973 | 28.5535 | 22.8162 | 20.8147 | 16.2929 | 0 | 0 | 15 | 1 | NoCut,Full
Uruguay | Hydro | prm15_wcost_re16_c2p1_tn | 40.8253 | 37.7773 | 36.5033 | 27.9034 | 22.4176 | 18.1824 | 15.556 | 0 | 0 | 16 | 1 | NoCut,Full
Uruguay | Hydro | prm15_wcost_re17_c2p1_tn | 40.8253 | 38.7202 | 36.1312 | 28.7478 | 23.1027 | 20.0374 | 15.8744 | 0 | 0 | 17 | 1 | NoCut,Full
Uruguay | Hydro | prm15_wcost_re18_c2p1_tn | 40.8253 | 37.4896 | 36.3679 | 31.3246 | 31.4462 | 32.3855 | 49.1701 | 0 | 0 | 18 | 1 | NoCut,Full
Uruguay | Hydro | prm15_wcost_re19_c2p1_tn | 40.8253 | 37.4896 | 36.3682 | 31.2993 | 31.4044 | 32.4091 | 49.1701 | 0 | 0 | 19 | 1 | NoCut,Full
Uruguay | Hydro | prm15_wcost_re1_c2p1_tn | 40.7089 | 37.3285 | 33.9434 | 27.3 | 22.3459 | 18.1379 | 14.8342 | 0 | 0 | 1 | 0 | NoCut,Full
Uruguay | Hydro | prm15_wcost_re20_c2p1_tn | 40.8253 | 36.8635 | 35.4114 | 27.8498 | 22.4144 | 18.2419 | 14.9772 | 0 | 0 | 20 | 1 | NoCut,Full
Uruguay | Hydro | prm15_wcost_re2_c2p1_tn | 40.7089 | 38.106 | 32.8276 | 28.9939 | 27.8474 | 21.9321 | 16.9455 | 0 | 0 | 2 | 0 | NoCut,Full
Uruguay | Hydro | prm15_wcost_re3_c2p1_tn | 40.7089 | 37.6367 | 32.98 | 29.7136 | 28.0913 | 28.3423 | 38.1704 | 0 | 0 | 3 | 0 | NoCut,Full
Uruguay | Hydro | prm15_wcost_re4_c2p1_tn | 40.7089 | 38.1878 | 32.8213 | 29.4098 | 28.168 | 28.1464 | 20.415 | 0 | 0 | 4 | 0 | NoCut,Full
Uruguay | Hydro | prm15_wcost_re5_c2p1_tn | 40.7089 | 38.0515 | 32.8737 | 29.4568 | 25.116 | 20.0034 | 15.9266 | 0 | 0 | 5 | 0 | NoCut,Full
Uruguay | Hydro | prm15_wcost_re6_c2p1_tn | 40.7089 | 37.2257 | 33.4306 | 28.1435 | 22.7742 | 18.3275 | 14.9353 | 0 | 0 | 6 | 0 | NoCut,Full
Uruguay | Hydro | prm15_wcost_re7_c2p1_tn | 40.7089 | 38.1749 | 33.1321 | 29.4265 | 24.6616 | 19.769 | 15.7567 | 0 | 0 | 7 | 0 | NoCut,Full
Uruguay | Hydro | prm15_wcost_re8_c2p1_tn | 40.7089 | 37.6367 | 32.2167 | 29.1069 | 28.0758 | 28.3126 | 27.4723 | 0 | 0 | 8 | 0 | NoCut,Full
Uruguay | Hydro | prm15_wcost_re9_c2p1_tn | 40.7089 | 37.6367 | 32.2717 | 29.0026 | 28.0802 | 28.3211 | 27.4932 | 0 | 0 | 9 | 0 | NoCut,Full
Uruguay | Solar | prm15_wcost_re10_c2p1_tn | 4.4246 | 3.9469 | 12.6426 | 18.0024 | 16.6188 | 15.246 | 15.5307 | 0 | 0 | 10 | 0 | NoCut,Full
Uruguay | Solar | prm15_wcost_re11_c2p1_tn | 4.4172 | 3.9275 | 3.8945 | 2.9728 | 2.3788 | 5.3792 | 9.2871 | 0 | 0 | 11 | 1 | NoCut,Full
Uruguay | Solar | prm15_wcost_re12_c2p1_tn | 4.4172 | 4.0671 | 3.8019 | 15.0016 | 13.2747 | 13.4968 | 14.1167 | 0 | 0 | 12 | 1 | NoCut,Full
Uruguay | Solar | prm15_wcost_re13_c2p1_tn | 4.4172 | 4.0062 | 6.0247 | 19.501 | 19.5381 | 19.9995 | 28.6274 | 0 | 0 | 13 | 1 | NoCut,Full
Uruguay | Solar | prm15_wcost_re14_c2p1_tn | 4.4172 | 4.0091 | 5.0367 | 16.881 | 17.387 | 17.9744 | 14.9467 | 0 | 0 | 14 | 1 | NoCut,Full
Uruguay | Solar | prm15_wcost_re15_c2p1_tn | 4.4172 | 4.0895 | 3.8361 | 11.2732 | 13.1402 | 11.9875 | 12.0099 | 0 | 0 | 15 | 1 | NoCut,Full
Uruguay | Solar | prm15_wcost_re16_c2p1_tn | 4.4172 | 4.0283 | 5.6065 | 4.2863 | 5.0759 | 7.4463 | 10.1058 | 0 | 0 | 16 | 1 | NoCut,Full
Uruguay | Solar | prm15_wcost_re17_c2p1_tn | 4.4172 | 4.1377 | 3.8611 | 11.3284 | 13.2141 | 11.4609 | 11.4705 | 0 | 0 | 17 | 1 | NoCut,Full
Uruguay | Solar | prm15_wcost_re19_c2p1_tn | 4.4172 | 4.0062 | 6.0241 | 19.0283 | 19.0922 | 19.703 | 28.9539 | 0 | 0 | 19 | 1 | NoCut,Full
Uruguay | Wind | prm15_wcost_re9_c2p1_tn | 42.5404 | 38.6691 | 33.1569 | 29.7981 | 28.8504 | 29.098 | 26.1862 | 0 | 0 | 9 | 0 | NoCut,Full
Uruguay | BNG | prm15_wcost_re9_c2p1_tn | 11.4006 | 16.4072 | 14.4718 | 12.9758 | 12.427 | 12.1348 | 11.7119 | 0 | 0 | 9 | 0 | NoCut,Full
Uruguay | BNG | prm15_wcost_re18_c2p1_tn | 11.3816 | 16.734 | 16.3088 | 14.0471 | 14.1017 | 14.3201 | 21.4054 | 0 | 0 | 18 | 1 | NoCut,Full
Uruguay | BNG | prm15_wcost_re19_c2p1_tn | 11.3816 | 16.734 | 16.3089 | 14.0358 | 14.0829 | 14.3283 | 21.4054 | 0 | 0 | 19 | 1 | NoCut,Full
Uruguay | BNG | prm15_wcost_re1_c2p1_tn | 11.4006 | 14.3785 | 15.2215 | 12.1821 | 9.9707 | 8.0231 | 5.9911 | 0 | 0 | 1 | 0 | NoCut,Full
Uruguay | BNG | prm15_wcost_re17_c2p1_tn | 11.3816 | 14.0722 | 16.2026 | 12.8916 | 10.3601 | 8.8595 | 6.7516 | 0 | 0 | 17 | 1 | NoCut,Full
Uruguay | BNG | prm15_wcost_re14_c2p1_tn | 11.3816 | 16.746 | 16.1423 | 13.9668 | 14.3855 | 14.6804 | 10.4148 | 0 | 0 | 14 | 1 | NoCut,Full
Uruguay | BNG | prm15_wcost_re15_c2p1_tn | 11.3816 | 15.0864 | 16.0977 | 12.8045 | 10.2317 | 9.2201 | 6.9825 | 0 | 0 | 15 | 1 | NoCut,Full
Uruguay | BNG | prm15_wcost_re16_c2p1_tn | 11.3816 | 13.835 | 16.3695 | 12.5122 | 9.9295 | 7.9562 | 6.6218 | 0 | 0 | 16 | 1 | NoCut,Full
Uruguay | BNG | prm15_wcost_re20_c2p1_tn | 11.3816 | 14.8878 | 15.8037 | 12.398 | 9.8582 | 7.8683 | 6.3263 | 0 | 0 | 20 | 1 | NoCut,Full
Uruguay | BNG | prm15_wcost_re6_c2p1_tn | 11.4006 | 14.6887 | 14.9916 | 12.6052 | 10.2094 | 8.1446 | 6.0532 | 0 | 0 | 6 | 0 | NoCut,Full
Uruguay | BNG | prm15_wcost_re7_c2p1_tn | 11.4006 | 15.0632 | 14.8577 | 13.1932 | 11.0252 | 8.7879 | 6.4834 | 0 | 0 | 7 | 0 | NoCut,Full
Uruguay | BNG | prm15_wcost_re8_c2p1_tn | 11.4006 | 16.4072 | 14.4472 | 13.0246 | 12.4253 | 12.1391 | 11.6796 | 0 | 0 | 8 | 0 | NoCut,Full
Uruguay | BNG | prm15_wcost_re2_c2p1_tn | 11.4006 | 15.3649 | 14.7211 | 13.002 | 12.3419 | 9.7402 | 6.9458 | 0 | 0 | 2 | 0 | NoCut,Full
Uruguay | BNG | prm15_wcost_re3_c2p1_tn | 11.4006 | 16.4072 | 14.7895 | 13.3247 | 12.4315 | 12.1244 | 16.2663 | 0 | 0 | 3 | 0 | NoCut,Full
Uruguay | BNG | prm15_wcost_re4_c2p1_tn | 11.4006 | 15.1831 | 14.7183 | 13.1773 | 12.4607 | 12.3275 | 8.5084 | 0 | 0 | 4 | 0 | NoCut,Full
Uruguay | BNG | prm15_wcost_re5_c2p1_tn | 11.4006 | 15.4859 | 14.7418 | 13.174 | 11.1915 | 8.8707 | 6.6449 | 0 | 0 | 5 | 0 | NoCut,Full
Uruguay | Fossil | prm15_wcost_re9_c2p1_tn | 0.92549 | 3.2651 | 6.0701 | 0.042791 | 0.7421 | 0.2893 | 0.65512 | 0 | 0 | 9 | 0 | NoCut,Full
Uruguay | BNG | prm15_wcost_re10_c2p1_tn | 11.4006 | 14.7246 | 14.4516 | 12.5636 | 10.2058 | 7.9579 | 6.0956 | 0 | 0 | 10 | 0 | NoCut,Full
Uruguay | BNG | prm15_wcost_re11_c2p1_tn | 11.3816 | 14.553 | 16.2672 | 12.3745 | 9.7681 | 7.8159 | 6.3529 | 0 | 0 | 11 | 1 | NoCut,Full
Uruguay | BNG | prm15_wcost_re12_c2p1_tn | 11.3816 | 15.4891 | 16.1052 | 14.2206 | 12.5352 | 12.5462 | 9.0103 | 0 | 0 | 12 | 1 | NoCut,Full
Uruguay | BNG | prm15_wcost_re13_c2p1_tn | 11.3816 | 16.734 | 16.3088 | 13.9763 | 14.0029 | 14.1265 | 21.5142 | 0 | 0 | 13 | 1 | NoCut,Full
Uruguay | Fossil | prm15_wcost_re15_c2p1_tn | 0.92394 | 3.2371 | 7.2869 | 5.7834 | 3.5081 | 0.59093 | 0.12168 | 0 | 0 | 15 | 1 | NoCut,Full
Uruguay | Fossil | prm15_wcost_re14_c2p1_tn | 0.92394 | 3.1833 | 5.8403 | 6.007 | 3.1892 | 0.10959 | 0.21441 | 0 | 0 | 14 | 1 | NoCut,Full
Uruguay | Fossil | prm15_wcost_re4_c2p1_tn | 0.92549 | 3.3129 | 6.6234 | 0.034801 | 0.29704 | 0.49725 | 0.42481 | 0 | 0 | 4 | 0 | NoCut,Full
Uruguay | Fossil | prm15_wcost_re13_c2p1_tn | 0.92394 | 3.2523 | 3.933 | 3.3345 | 3.1508 | 1.0706 | 0.42588 | 0 | 0 | 13 | 1 | NoCut,Full
Uruguay | Fossil | prm15_wcost_re1_c2p1_tn | 0.92549 | 6.0475 | 3.4351 | 1.3485 | 0.31127 | 0.17445 | 0.21474 | 0 | 0 | 1 | 0 | NoCut,Full
Uruguay | Fossil | prm15_wcost_re12_c2p1_tn | 0.92394 | 3.281 | 7.3731 | 6.4853 | 1.5759 | 0.0057229 | 0.19171 | 0 | 0 | 12 | 1 | NoCut,Full
Uruguay | Fossil | prm15_wcost_re5_c2p1_tn | 0.92549 | 3.3011 | 6.6257 | 0.61526 | 0.24205 | 0.31129 | 0.54744 | 0 | 0 | 5 | 0 | NoCut,Full
Uruguay | Fossil | prm15_wcost_re3_c2p1_tn | 0.92549 | 3.2651 | 6.6166 | 0.37066 | 0.75459 | 0.28576 | 1.4555 | 0 | 0 | 3 | 0 | NoCut,Full
Uruguay | Fossil | prm15_wcost_re16_c2p1_tn | 0.92394 | 5.8041 | 4.0163 | 2.6408 | 2.0712 | 0 | 0.068465 | 0 | 0 | 16 | 1 | NoCut,Full
Uruguay | Fossil | prm15_wcost_re19_c2p1_tn | 0.92394 | 3.2523 | 3.9331 | 3.4789 | 3.1546 | 0.26163 | 0.47058 | 0 | 0 | 19 | 1 | NoCut,Full
Uruguay | Fossil | prm15_wcost_re20_c2p1_tn | 0.92394 | 6.4348 | 3.8081 | 2.637 | 1.4297 | 0.060018 | 0.036992 | 0 | 0 | 20 | 1 | NoCut,Full
Uruguay | Fossil | prm15_wcost_re18_c2p1_tn | 0.92394 | 3.2523 | 3.933 | 3.5291 | 3.1546 | 0.46445 | 0.47058 | 0 | 0 | 18 | 1 | NoCut,Full
Uruguay | Fossil | prm15_wcost_re2_c2p1_tn | 0.92549 | 3.3058 | 6.6164 | 0.042778 | 0.21098 | 0.33804 | 0.46101 | 0 | 0 | 2 | 0 | NoCut,Full
Uruguay | Fossil | prm15_wcost_re17_c2p1_tn | 0.92394 | 3.2877 | 6.683 | 4.8491 | 2.8462 | 0.61857 | 0.1108 | 0 | 0 | 17 | 1 | NoCut,Full
Uruguay | Fossil | prm15_wcost_re11_c2p1_tn | 0.92394 | 6.4631 | 4.0016 | 2.59 | 2.0052 | 0 | 0.073568 | 0 | 0 | 11 | 1 | NoCut,Full
Uruguay | Fossil | prm15_wcost_re8_c2p1_tn | 0.92549 | 3.2651 | 6.2764 | 0.040557 | 0.73717 | 0.29088 | 0.68772 | 0 | 0 | 8 | 0 | NoCut,Full
Uruguay | Fossil | prm15_wcost_re7_c2p1_tn | 0.92549 | 3.4713 | 6.1561 | 0.50167 | 0.48631 | 0.2805 | 0.45523 | 0 | 0 | 7 | 0 | NoCut,Full
Uruguay | Fossil | prm15_wcost_re6_c2p1_tn | 0.92549 | 6.0985 | 4.8974 | 2.2522 | 0.065159 | 0.15681 | 0.22834 | 0 | 0 | 6 | 0 | NoCut,Full
Uruguay | Fossil | prm15_wcost_re10_c2p1_tn | 0.92549 | 6.4471 | 3.4662 | 2.4781 | 0.5334 | 0.034547 | 0.073975 | 0 | 0 | 10 | 0 | NoCut,Full
Uruguay | Solar | prm15_wcost_re16_c2p1_co2_cut90p_t1 | 3.9739 | 4.0281 | 3.9546 | 11.0045 | 12.484 | 13.8192 | 15.463 | 1 | 1 | 16 | 1 | 90%Cut,Lim
Uruguay | Solar | prm15_wcost_re15_c2p1_co2_cut90p_t1 | 3.8579 | 4.0634 | 10.8849 | 14.6164 | 14.6955 | 14.2149 | 16.1399 | 1 | 1 | 15 | 1 | 90%Cut,Lim
Uruguay | Solar | prm15_wcost_re14_c2p1_co2_cut90p_t1 | 4.0289 | 4.0668 | 12.938 | 19.184 | 15.9213 | 14.1961 | 17.9716 | 1 | 1 | 14 | 1 | 90%Cut,Lim
Uruguay | Solar | prm15_wcost_re10_c2p1_co2_cut90p_t1 | 4.0286 | 4.1279 | 12.7384 | 22.0293 | 19.4564 | 16.5986 | 17.2918 | 1 | 1 | 10 | 0 | 90%Cut,Lim
Uruguay | Solar | prm15_wcost_re11_c2p1_co2_cut90p_t1 | 3.8727 | 4.1343 | 3.7916 | 5.7445 | 11.2821 | 13.6896 | 15.2277 | 1 | 1 | 11 | 1 | 90%Cut,Lim
Uruguay | Solar | prm15_wcost_re12_c2p1_co2_cut90p_t1 | 4.0286 | 4.0641 | 11.352 | 17.0535 | 15.0402 | 14.4198 | 17.5309 | 1 | 1 | 12 | 1 | 90%Cut,Lim
Uruguay | Solar | prm15_wcost_re13_c2p1_co2_cut90p_t1 | 4.0015 | 4.0707 | 13.7676 | 20.4786 | 17.6019 | 15.6922 | 18.3358 | 1 | 1 | 13 | 1 | 90%Cut,Lim
Uruguay | BNG | prm15_wcost_re4_c2p1_co2_cut90p_t1 | 17.0029 | 16.5852 | 13.9365 | 11.5146 | 7.0659 | 4.9868 | 4.411 | 1 | 1 | 4 | 0 | 90%Cut,Lim
Uruguay | BNG | prm15_wcost_re3_c2p1_co2_cut90p_t1 | 16.6247 | 16.9698 | 14.2413 | 11.4648 | 7.2027 | 4.856 | 4.4993 | 1 | 1 | 3 | 0 | 90%Cut,Lim
Uruguay | BNG | prm15_wcost_re2_c2p1_co2_cut90p_t1 | 17.0437 | 16.5189 | 14.7318 | 11.3638 | 6.9412 | 4.918 | 4.2842 | 1 | 1 | 2 | 0 | 90%Cut,Lim
Uruguay | BNG | prm15_wcost_re20_c2p1_co2_cut90p_t1 | 17.0683 | 15.673 | 16.0895 | 10.5831 | 7.4857 | 4.9859 | 3.3893 | 1 | 1 | 20 | 1 | 90%Cut,Lim
Uruguay | BNG | prm15_wcost_re5_c2p1_co2_cut90p_t1 | 17.0248 | 16.599 | 14.8281 | 11.4407 | 7.265 | 4.9652 | 4.467 | 1 | 1 | 5 | 0 | 90%Cut,Lim
Uruguay | BNG | prm15_wcost_re9_c2p1_co2_cut90p_t1 | 16.9924 | 16.9861 | 14.2933 | 11.5944 | 7.0944 | 5.1002 | 4.4933 | 1 | 1 | 9 | 0 | 90%Cut,Lim
Uruguay | BNG | prm15_wcost_re8_c2p1_co2_cut90p_t1 | 17.1091 | 16.596 | 14.3227 | 11.4175 | 7.22 | 4.901 | 4.5366 | 1 | 1 | 8 | 0 | 90%Cut,Lim
Uruguay | BNG | prm15_wcost_re7_c2p1_co2_cut90p_t1 | 17.0428 | 16.9826 | 14.7458 | 11.3007 | 7.28 | 5.0982 | 3.3947 | 1 | 1 | 7 | 0 | 90%Cut,Lim
Uruguay | BNG | prm15_wcost_re6_c2p1_co2_cut90p_t1 | 17.0643 | 15.7279 | 15.2856 | 11.3005 | 7.3903 | 5.0549 | 4.1169 | 1 | 1 | 6 | 0 | 90%Cut,Lim
Uruguay | BNG | prm15_wcost_re10_c2p1_co2_cut90p_t1 | 16.6247 | 15.73 | 15.3487 | 11.3946 | 7.3444 | 5.1229 | 4.1421 | 1 | 1 | 10 | 0 | 90%Cut,Lim
Uruguay | BNG | prm15_wcost_re14_c2p1_co2_cut90p_t1 | 16.626 | 17.0658 | 15.4225 | 11.4633 | 7.6055 | 5.2127 | 4.0317 | 1 | 1 | 14 | 1 | 90%Cut,Lim
Uruguay | BNG | prm15_wcost_re13_c2p1_co2_cut90p_t1 | 17.0526 | 17.0824 | 15.2637 | 11.3534 | 7.4941 | 5.2051 | 3.9943 | 1 | 1 | 13 | 1 | 90%Cut,Lim
Uruguay | BNG | prm15_wcost_re12_c2p1_co2_cut90p_t1 | 16.6247 | 17.0547 | 15.6439 | 12.2178 | 7.5933 | 5.2275 | 3.6174 | 1 | 1 | 12 | 1 | 90%Cut,Lim
Uruguay | BNG | prm15_wcost_re11_c2p1_co2_cut90p_t1 | 17.0556 | 15.6801 | 15.8693 | 10.7522 | 7.444 | 5.1057 | 3.378 | 1 | 1 | 11 | 1 | 90%Cut,Lim
Uruguay | BNG | prm15_wcost_re15_c2p1_co2_cut90p_t1 | 16.9917 | 17.0516 | 15.7254 | 11.3804 | 7.5542 | 5.2064 | 3.8813 | 1 | 1 | 15 | 1 | 90%Cut,Lim
Uruguay | BNG | prm15_wcost_re19_c2p1_co2_cut90p_t1 | 17.0505 | 17.3986 | 15.2439 | 11.363 | 7.3617 | 5.0536 | 4.0538 | 1 | 1 | 19 | 1 | 90%Cut,Lim
Uruguay | BNG | prm15_wcost_re18_c2p1_co2_cut90p_t1 | 16.6274 | 17.0574 | 15.2266 | 11.3604 | 7.5335 | 5.1401 | 4.2053 | 1 | 1 | 18 | 1 | 90%Cut,Lim
Uruguay | BNG | prm15_wcost_re17_c2p1_co2_cut90p_t1 | 16.902 | 17.1798 | 15.7667 | 11.3667 | 7.5322 | 5.3014 | 3.9914 | 1 | 1 | 17 | 1 | 90%Cut,Lim
Uruguay | BNG | prm15_wcost_re16_c2p1_co2_cut90p_t1 | 16.8821 | 17.1564 | 16.0664 | 11.2437 | 7.3761 | 5.2465 | 3.3611 | 1 | 1 | 16 | 1 | 90%Cut,Lim
Uruguay | BNG | prm15_wcost_re1_c2p1_co2_cut90p_t1 | 16.6247 | 15.7292 | 15.3656 | 11.3283 | 7.2066 | 5.0806 | 3.8873 | 1 | 1 | 1 | 0 | 90%Cut,Lim
Uruguay | Wind | prm15_wcost_re15_c2p1_co2_cut90p_t1 | 37.6401 | 39.0674 | 36.0289 | 45.3758 | 55.5113 | 62.4085 | 64.8793 | 1 | 1 | 15 | 1 | 90%Cut,Lim
Uruguay | Wind | prm15_wcost_re16_c2p1_co2_cut90p_t1 | 37.9014 | 38.7532 | 40.9235 | 48.0085 | 58.0549 | 62.4917 | 65.743 | 1 | 1 | 16 | 1 | 90%Cut,Lim
Uruguay | Wind | prm15_wcost_re17_c2p1_co2_cut90p_t1 | 37.8606 | 38.6988 | 35.7808 | 45.6517 | 56.1951 | 62.3081 | 65.5131 | 1 | 1 | 17 | 1 | 90%Cut,Lim
Uruguay | Wind | prm15_wcost_re18_c2p1_co2_cut90p_t1 | 38.723 | 39.0782 | 34.8862 | 40.4511 | 53.5453 | 61.9581 | 63.2695 | 1 | 1 | 18 | 1 | 90%Cut,Lim
Uruguay | Wind | prm15_wcost_re19_c2p1_co2_cut90p_t1 | 37.5798 | 38.409 | 34.9258 | 40.4176 | 54.119 | 61.1716 | 63.2407 | 1 | 1 | 19 | 1 | 90%Cut,Lim
Uruguay | Wind | prm15_wcost_re1_c2p1_co2_cut90p_t1 | 38.7329 | 39.6862 | 35.2045 | 36.898 | 50.5114 | 59.7115 | 63.0261 | 1 | 1 | 1 | 0 | 90%Cut,Lim
Uruguay | Wind | prm15_wcost_re20_c2p1_co2_cut90p_t1 | 37.4449 | 39.7006 | 40.899 | 54.4374 | 59.4163 | 64.027 | 66.1371 | 1 | 1 | 20 | 1 | 90%Cut,Lim
Uruguay | Wind | prm15_wcost_re3_c2p1_co2_cut90p_t1 | 38.7329 | 39.106 | 32.7955 | 31.8392 | 44.2339 | 55.1346 | 57.8996 | 1 | 1 | 3 | 0 | 90%Cut,Lim
Uruguay | Wind | prm15_wcost_re4_c2p1_co2_cut90p_t1 | 37.6334 | 39.2591 | 33.3054 | 33.2645 | 47.595 | 57.8855 | 59.392 | 1 | 1 | 4 | 0 | 90%Cut,Lim
Uruguay | Wind | prm15_wcost_re5_c2p1_co2_cut90p_t1 | 37.4882 | 39.2781 | 33.9636 | 35.4429 | 48.8062 | 58.4296 | 60.1736 | 1 | 1 | 5 | 0 | 90%Cut,Lim
Uruguay | Wind | prm15_wcost_re6_c2p1_co2_cut90p_t1 | 37.3859 | 39.6768 | 35.0212 | 36.3819 | 49.6642 | 59.4242 | 62.415 | 1 | 1 | 6 | 0 | 90%Cut,Lim
Uruguay | Wind | prm15_wcost_re7_c2p1_co2_cut90p_t1 | 37.443 | 39.2392 | 33.7567 | 35.267 | 48.8711 | 58.775 | 62.0404 | 1 | 1 | 7 | 0 | 90%Cut,Lim
Uruguay | Wind | prm15_wcost_re8_c2p1_co2_cut90p_t1 | 37.2353 | 39.2194 | 32.9107 | 32.4 | 44.6018 | 56.4461 | 57.9793 | 1 | 1 | 8 | 0 | 90%Cut,Lim
Uruguay | Wind | prm15_wcost_re9_c2p1_co2_cut90p_t1 | 37.6204 | 39.0476 | 32.8626 | 32.7421 | 45.3215 | 56.5547 | 57.0981 | 1 | 1 | 9 | 0 | 90%Cut,Lim
Uruguay | Wind | prm15_wcost_re2_c2p1_co2_cut90p_t1 | 37.5021 | 39.3068 | 33.7518 | 34.8504 | 48.8753 | 58.1721 | 59.6685 | 1 | 1 | 2 | 0 | 90%Cut,Lim
Uruguay | Wind | prm15_wcost_re14_c2p1_co2_cut90p_t1 | 38.736 | 39.0166 | 35.3349 | 40.7343 | 54.0585 | 62.3854 | 62.6475 | 1 | 1 | 14 | 1 | 90%Cut,Lim
Uruguay | Wind | prm15_wcost_re13_c2p1_co2_cut90p_t1 | 38.6941 | 39.138 | 34.9604 | 39.8753 | 52.9862 | 60.7343 | 62.6629 | 1 | 1 | 13 | 1 | 90%Cut,Lim
Uruguay | Wind | prm15_wcost_re10_c2p1_co2_cut90p_t1 | 38.7329 | 39.6623 | 35.3998 | 38.6862 | 50.9606 | 59.7756 | 63.1224 | 1 | 1 | 10 | 0 | 90%Cut,Lim
Uruguay | Wind | prm15_wcost_re11_c2p1_co2_cut90p_t1 | 37.5398 | 39.695 | 41.8738 | 55.0893 | 59.5154 | 62.7213 | 66.1049 | 1 | 1 | 11 | 1 | 90%Cut,Lim
Uruguay | Wind | prm15_wcost_re12_c2p1_co2_cut90p_t1 | 38.7329 | 39.0618 | 35.8274 | 43.0916 | 55.0131 | 62.1834 | 63.7374 | 1 | 1 | 12 | 1 | 90%Cut,Lim
Uruguay | Solar | prm15_wcost_re17_c2p1_co2_cut90p_t1 | 3.9461 | 4.0044 | 10.9259 | 13.8126 | 13.9159 | 13.9004 | 15.2086 | 1 | 1 | 17 | 1 | 90%Cut,Lim
Uruguay | Solar | prm15_wcost_re18_c2p1_co2_cut90p_t1 | 4.0292 | 4.0331 | 13.9638 | 19.846 | 16.685 | 14.5519 | 17.3239 | 1 | 1 | 18 | 1 | 90%Cut,Lim
Uruguay | Solar | prm15_wcost_re19_c2p1_co2_cut90p_t1 | 3.8381 | 3.933 | 13.8688 | 19.8724 | 16.4592 | 15.6428 | 17.4607 | 1 | 1 | 19 | 1 | 90%Cut,Lim
Uruguay | Solar | prm15_wcost_re1_c2p1_co2_cut90p_t1 | 4.0286 | 4.1277 | 13.278 | 23.1951 | 20.1069 | 16.8566 | 18.1781 | 1 | 1 | 1 | 0 | 90%Cut,Lim
Uruguay | Solar | prm15_wcost_re20_c2p1_co2_cut90p_t1 | 3.8421 | 4.1324 | 3.8399 | 5.7859 | 10.8773 | 12.5639 | 15.2517 | 1 | 1 | 20 | 1 | 90%Cut,Lim
Uruguay | Solar | prm15_wcost_re2_c2p1_co2_cut90p_t1 | 3.8582 | 4.0905 | 17.695 | 26.2769 | 22.3105 | 18.562 | 20.7208 | 1 | 1 | 2 | 0 | 90%Cut,Lim
Uruguay | Solar | prm15_wcost_re3_c2p1_co2_cut90p_t1 | 4.0286 | 4.0674 | 20.136 | 28.44 | 25.9922 | 22.0065 | 22.3978 | 1 | 1 | 3 | 0 | 90%Cut,Lim
Uruguay | Solar | prm15_wcost_re4_c2p1_co2_cut90p_t1 | 3.8847 | 4.0888 | 19.3676 | 26.6027 | 22.979 | 18.6398 | 20.9426 | 1 | 1 | 4 | 0 | 90%Cut,Lim
Uruguay | Solar | prm15_wcost_re6_c2p1_co2_cut90p_t1 | 3.8731 | 4.1268 | 13.693 | 23.5983 | 20.4925 | 17.3115 | 18.2709 | 1 | 1 | 6 | 0 | 90%Cut,Lim
Uruguay | Solar | prm15_wcost_re7_c2p1_co2_cut90p_t1 | 3.8809 | 3.9352 | 17.4176 | 24.8772 | 21.5047 | 18.1114 | 19.6636 | 1 | 1 | 7 | 0 | 90%Cut,Lim
Uruguay | Solar | prm15_wcost_re8_c2p1_co2_cut90p_t1 | 3.8584 | 4.0915 | 19.6688 | 27.5142 | 25.4032 | 20.513 | 22.082 | 1 | 1 | 8 | 0 | 90%Cut,Lim
Uruguay | Solar | prm15_wcost_re9_c2p1_co2_cut90p_t1 | 3.8751 | 4.0713 | 20.26 | 27.201 | 25.2015 | 20.0982 | 23.0635 | 1 | 1 | 9 | 0 | 90%Cut,Lim
Uruguay | Solar | prm15_wcost_re5_c2p1_co2_cut90p_t1 | 3.8956 | 4.0648 | 17.3085 | 25.4822 | 21.9361 | 18.1437 | 19.9393 | 1 | 1 | 5 | 0 | 90%Cut,Lim
Uruguay | Hydro | prm15_wcost_re10_c2p1_co2_cut90p_t1 | 37.6988 | 38.6284 | 34.4548 | 27.8857 | 22.2314 | 18.4789 | 15.4408 | 1 | 1 | 10 | 0 | 90%Cut,Lim
Uruguay | Hydro | prm15_wcost_re11_c2p1_co2_cut90p_t1 | 38.5413 | 38.6661 | 35.4811 | 27.3779 | 21.7585 | 18.4834 | 15.2895 | 1 | 1 | 11 | 1 | 90%Cut,Lim
Uruguay | Hydro | prm15_wcost_re12_c2p1_co2_cut90p_t1 | 37.6988 | 38.0259 | 34.8843 | 27.6371 | 22.3534 | 18.1693 | 15.1143 | 1 | 1 | 12 | 1 | 90%Cut,Lim
Uruguay | Hydro | prm15_wcost_re13_c2p1_co2_cut90p_t1 | 37.2616 | 38.0932 | 34.0376 | 28.2912 | 21.9178 | 18.3683 | 15.007 | 1 | 1 | 13 | 1 | 90%Cut,Lim
Uruguay | Hydro | prm15_wcost_re14_c2p1_co2_cut90p_t1 | 37.6938 | 38.0562 | 34.2172 | 28.5351 | 22.4147 | 18.2058 | 15.3492 | 1 | 1 | 14 | 1 | 90%Cut,Lim
Uruguay | Fossil | prm15_wcost_re13_c2p1_co2_cut90p_t1 | 2.9901 | 1.6156 | 1.9707 | 0.0015826 | 0 | 0 | 0 | 1 | 1 | 13 | 1 | 90%Cut,Lim
Uruguay | Hydro | prm15_wcost_re3_c2p1_co2_cut90p_t1 | 37.6988 | 38.0619 | 31.8482 | 27.8003 | 22.4975 | 17.998 | 15.1139 | 1 | 1 | 3 | 0 | 90%Cut,Lim
Uruguay | Hydro | prm15_wcost_re4_c2p1_co2_cut90p_t1 | 38.4976 | 38.2625 | 32.3032 | 27.6875 | 22.3046 | 18.4736 | 15.186 | 1 | 1 | 4 | 0 | 90%Cut,Lim
Uruguay | Fossil | prm15_wcost_re14_c2p1_co2_cut90p_t1 | 2.9153 | 1.7946 | 2.0875 | 0.083202 | 0 | 0 | 0 | 1 | 1 | 14 | 1 | 90%Cut,Lim
Uruguay | Hydro | prm15_wcost_re5_c2p1_co2_cut90p_t1 | 38.6061 | 38.254 | 32.4939 | 27.5681 | 21.9629 | 18.4557 | 15.3599 | 1 | 1 | 5 | 0 | 90%Cut,Lim
Uruguay | Hydro | prm15_wcost_re6_c2p1_co2_cut90p_t1 | 38.6845 | 38.6176 | 34.0862 | 27.6375 | 22.4324 | 18.1985 | 15.1679 | 1 | 1 | 6 | 0 | 90%Cut,Lim
Uruguay | Fossil | prm15_wcost_re15_c2p1_co2_cut90p_t1 | 2.9794 | 1.7932 | 2.3612 | 0.8109 | 0 | 0 | 0 | 1 | 1 | 15 | 1 | 90%Cut,Lim
Uruguay | Hydro | prm15_wcost_re7_c2p1_co2_cut90p_t1 | 38.645 | 37.9764 | 32.6819 | 27.5001 | 22.3141 | 18.0082 | 14.8874 | 1 | 1 | 7 | 0 | 90%Cut,Lim
Uruguay | Hydro | prm15_wcost_re8_c2p1_co2_cut90p_t1 | 38.7972 | 38.2875 | 32.0411 | 27.6777 | 22.6998 | 18.1331 | 15.3084 | 1 | 1 | 8 | 0 | 90%Cut,Lim
Uruguay | Hydro | prm15_wcost_re2_c2p1_co2_cut90p_t1 | 38.6075 | 38.2787 | 32.4968 | 27.4232 | 21.8401 | 18.343 | 15.2662 | 1 | 1 | 2 | 0 | 90%Cut,Lim
Uruguay | Hydro | prm15_wcost_re15_c2p1_co2_cut90p_t1 | 38.531 | 38.0244 | 34.9996 | 27.8165 | 22.2389 | 18.1702 | 15.0995 | 1 | 1 | 15 | 1 | 90%Cut,Lim
Uruguay | Fossil | prm15_wcost_re10_c2p1_co2_cut90p_t1 | 2.9151 | 1.8514 | 2.0583 | 0.0041702 | 0.0072082 | 0.023937 | 0.0029037 | 1 | 1 | 10 | 0 | 90%Cut,Lim
Uruguay | Hydro | prm15_wcost_re16_c2p1_co2_cut90p_t1 | 38.2824 | 38.2581 | 35.8895 | 28.0552 | 22.0849 | 18.4426 | 15.4329 | 1 | 1 | 16 | 1 | 90%Cut,Lim
Uruguay | Hydro | prm15_wcost_re17_c2p1_co2_cut90p_t1 | 38.3276 | 38.3103 | 35.1592 | 28.2552 | 22.3568 | 18.4901 | 15.2869 | 1 | 1 | 17 | 1 | 90%Cut,Lim
Uruguay | Hydro | prm15_wcost_re18_c2p1_co2_cut90p_t1 | 37.7049 | 38.0375 | 33.9548 | 28.3421 | 22.2362 | 18.3498 | 15.1917 | 1 | 1 | 18 | 1 | 90%Cut,Lim
Uruguay | Fossil | prm15_wcost_re11_c2p1_co2_cut90p_t1 | 2.9906 | 1.8244 | 2.9843 | 1.036 | 0 | 0 | 0 | 1 | 1 | 11 | 1 | 90%Cut,Lim
Uruguay | Hydro | prm15_wcost_re19_c2p1_co2_cut90p_t1 | 38.542 | 38.4297 | 33.9933 | 28.347 | 22.0601 | 18.1319 | 15.2448 | 1 | 1 | 19 | 1 | 90%Cut,Lim
Uruguay | Fossil | prm15_wcost_re12_c2p1_co2_cut90p_t1 | 2.9151 | 1.7935 | 2.2923 | 0 | 0 | 0 | 0 | 1 | 1 | 12 | 1 | 90%Cut,Lim
Uruguay | Hydro | prm15_wcost_re1_c2p1_co2_cut90p_t1 | 37.6988 | 38.6055 | 34.1767 | 27.4659 | 22.1666 | 18.3132 | 14.9085 | 1 | 1 | 1 | 0 | 90%Cut,Lim
Uruguay | Hydro | prm15_wcost_re20_c2p1_co2_cut90p_t1 | 38.6519 | 38.6704 | 35.9329 | 27.4862 | 22.2208 | 18.4232 | 15.2219 | 1 | 1 | 20 | 1 | 90%Cut,Lim
Uruguay | Fossil | prm15_wcost_re16_c2p1_co2_cut90p_t1 | 2.9602 | 1.8042 | 3.166 | 1.6881 | 0 | 0 | 0 | 1 | 1 | 16 | 1 | 90%Cut,Lim
Uruguay | Fossil | prm15_wcost_re1_c2p1_co2_cut90p_t1 | 2.9151 | 1.8513 | 1.9752 | 1.1126 | 0.0085281 | 0.038049 | 0 | 1 | 1 | 1 | 0 | 90%Cut,Lim
Uruguay | Fossil | prm15_wcost_re7_c2p1_co2_cut90p_t1 | 2.9884 | 1.8667 | 1.3981 | 1.055 | 0.030102 | 0.0071793 | 0.013998 | 1 | 1 | 7 | 0 | 90%Cut,Lim
Uruguay | Fossil | prm15_wcost_re19_c2p1_co2_cut90p_t1 | 2.9897 | 1.8296 | 1.9682 | 0 | 0 | 0 | 0 | 1 | 1 | 19 | 1 | 90%Cut,Lim
Uruguay | Fossil | prm15_wcost_re20_c2p1_co2_cut90p_t1 | 2.9928 | 1.8236 | 3.2387 | 1.7074 | 0 | 0 | 0 | 1 | 1 | 20 | 1 | 90%Cut,Lim
Uruguay | Fossil | prm15_wcost_re6_c2p1_co2_cut90p_t1 | 2.9921 | 1.8509 | 1.9141 | 1.0818 | 0.020669 | 0.010932 | 0.029301 | 1 | 1 | 6 | 0 | 90%Cut,Lim
Uruguay | Fossil | prm15_wcost_re4_c2p1_co2_cut90p_t1 | 2.9814 | 1.8044 | 1.0872 | 0.93072 | 0.055618 | 0.014226 | 0.068401 | 1 | 1 | 4 | 0 | 90%Cut,Lim
Uruguay | Fossil | prm15_wcost_re3_c2p1_co2_cut90p_t1 | 2.9151 | 1.7949 | 0.97897 | 0.45578 | 0.073805 | 0.0048486 | 0.089384 | 1 | 1 | 3 | 0 | 90%Cut,Lim
Uruguay | Fossil | prm15_wcost_re5_c2p1_co2_cut90p_t1 | 2.9852 | 1.804 | 1.4059 | 0.066043 | 0.029715 | 0.0057416 | 0.060139 | 1 | 1 | 5 | 0 | 90%Cut,Lim
Uruguay | Fossil | prm15_wcost_re2_c2p1_co2_cut90p_t1 | 2.9885 | 1.8051 | 1.3246 | 0.085782 | 0.033002 | 0.0049837 | 0.060264 | 1 | 1 | 2 | 0 | 90%Cut,Lim
Uruguay | Fossil | prm15_wcost_re8_c2p1_co2_cut90p_t1 | 3 | 1.8056 | 1.0568 | 0.99056 | 0.075206 | 0.0069148 | 0.093699 | 1 | 1 | 8 | 0 | 90%Cut,Lim
Uruguay | Fossil | prm15_wcost_re18_c2p1_co2_cut90p_t1 | 2.9155 | 1.7938 | 1.9685 | 0.00038587 | 0 | 0 | 0.0095956 | 1 | 1 | 18 | 1 | 90%Cut,Lim
Uruguay | Fossil | prm15_wcost_re9_c2p1_co2_cut90p_t1 | 2.9795 | 1.7966 | 0.98066 | 0.42914 | 0.068162 | 0.00666 | 0.070854 | 1 | 1 | 9 | 0 | 90%Cut,Lim
Uruguay | Fossil | prm15_wcost_re17_c2p1_co2_cut90p_t1 | 2.9637 | 1.8066 | 2.3674 | 0.91383 | 0 | 0 | 0 | 1 | 1 | 17 | 1 | 90%Cut,Lim
Uruguay | Hydro | prm15_wcost_re9_c2p1_co2_cut90p_t1 | 38.5326 | 38.0984 | 31.6034 | 28.0333 | 22.3145 | 18.2402 | 15.2743 | 1 | 1 | 9 | 0 | 90%Cut,Lim
Uruguay | Wind | prm15_wcost_re8_c2p1_co2_cut90p_tn | 42.3143 | 39.5185 | 31.4913 | 28.1313 | 41.1715 | 54.6999 | 56.7634 | 1 | 0 | 8 | 0 | 90%Cut,Full
Uruguay | Fossil | prm15_wcost_re5_c2p1_co2_cut90p_tn | 0.92057 | 2.4381 | 2.0171 | 0.057573 | 0.087632 | 0.0014019 | 0 | 1 | 0 | 5 | 0 | 90%Cut,Full
Uruguay | Wind | prm15_wcost_re1_c2p1_co2_cut90p_tn | 42.3143 | 38.4595 | 34.873 | 35.4028 | 48.2836 | 59.7231 | 60.4996 | 1 | 0 | 1 | 0 | 90%Cut,Full
Uruguay | Wind | prm15_wcost_re9_c2p1_co2_cut90p_tn | 42.3143 | 39.4349 | 31.2161 | 28.0279 | 41.0205 | 52.6162 | 57.3772 | 1 | 0 | 9 | 0 | 90%Cut,Full
Uruguay | Wind | prm15_wcost_re17_c2p1_co2_cut90p_tn | 42.2464 | 38.2574 | 35.5983 | 43.5353 | 57.6562 | 63.2406 | 65.6044 | 1 | 0 | 17 | 1 | 90%Cut,Full
Uruguay | Fossil | prm15_wcost_re4_c2p1_co2_cut90p_tn | 0.92057 | 2.8488 | 1.8654 | 0.09233 | 0.14442 | 0.0029545 | 0 | 1 | 0 | 4 | 0 | 90%Cut,Full
Uruguay | Wind | prm15_wcost_re18_c2p1_co2_cut90p_tn | 42.2464 | 38.9515 | 36.3003 | 34.4554 | 53.0421 | 60.6519 | 64.0878 | 1 | 0 | 18 | 1 | 90%Cut,Full
Uruguay | Fossil | prm15_wcost_re9_c2p1_co2_cut90p_tn | 0.92057 | 1.6445 | 1.349 | 0.49947 | 0.07554 | 0 | 0 | 1 | 0 | 9 | 0 | 90%Cut,Full
Uruguay | Wind | prm15_wcost_re19_c2p1_co2_cut90p_tn | 42.2464 | 39.1428 | 36.3284 | 32.4559 | 53.1097 | 59.8946 | 63.1054 | 1 | 0 | 19 | 1 | 90%Cut,Full
Uruguay | Fossil | prm15_wcost_re7_c2p1_co2_cut90p_tn | 0.92057 | 3.5793 | 2.437 | 0.053561 | 0.065693 | 0.0014008 | 0 | 1 | 0 | 7 | 0 | 90%Cut,Full
Uruguay | Wind | prm15_wcost_re4_c2p1_co2_cut90p_tn | 42.3143 | 39.3418 | 31.3684 | 31.7457 | 42.638 | 56.5297 | 58.267 | 1 | 0 | 4 | 0 | 90%Cut,Full
Uruguay | Wind | prm15_wcost_re6_c2p1_co2_cut90p_tn | 42.3143 | 38.4631 | 34.2229 | 34.7254 | 46.9298 | 59.1849 | 59.7453 | 1 | 0 | 6 | 0 | 90%Cut,Full
Uruguay | Wind | prm15_wcost_re5_c2p1_co2_cut90p_tn | 42.3143 | 39.5081 | 31.7806 | 32.3651 | 45.0479 | 58.4859 | 59.1222 | 1 | 0 | 5 | 0 | 90%Cut,Full
Uruguay | Wind | prm15_wcost_re20_c2p1_co2_cut90p_tn | 42.2464 | 38.9281 | 43.4306 | 57.5689 | 63.5167 | 64.3437 | 68.8681 | 1 | 0 | 20 | 1 | 90%Cut,Full
Uruguay | Wind | prm15_wcost_re7_c2p1_co2_cut90p_tn | 42.3143 | 39.046 | 32.6593 | 32.5998 | 45.6834 | 58.8333 | 59.2553 | 1 | 0 | 7 | 0 | 90%Cut,Full
Uruguay | Wind | prm15_wcost_re2_c2p1_co2_cut90p_tn | 42.3143 | 39.4218 | 31.5687 | 32.405 | 43.51 | 57.1085 | 58.4073 | 1 | 0 | 2 | 0 | 90%Cut,Full
Uruguay | Fossil | prm15_wcost_re6_c2p1_co2_cut90p_tn | 0.92057 | 4.8534 | 3.1545 | 0.013973 | 0.032557 | 0.0010279 | 0 | 1 | 0 | 6 | 0 | 90%Cut,Full
Uruguay | Wind | prm15_wcost_re3_c2p1_co2_cut90p_tn | 42.3143 | 39.4738 | 31.2694 | 28.3568 | 40.3926 | 52.909 | 56.6891 | 1 | 0 | 3 | 0 | 90%Cut,Full
Uruguay | Fossil | prm15_wcost_re8_c2p1_co2_cut90p_tn | 0.92057 | 2.4127 | 1.6074 | 0.4858 | 0.075829 | 0 | 0 | 1 | 0 | 8 | 0 | 90%Cut,Full
Uruguay | Fossil | prm15_wcost_re11_c2p1_co2_cut90p_tn | 0.91909 | 3.8917 | 3.4129 | 0 | 0 | 0 | 0 | 1 | 0 | 11 | 1 | 90%Cut,Full
Uruguay | Fossil | prm15_wcost_re18_c2p1_co2_cut90p_tn | 0.91909 | 1.6693 | 3.4439 | 0.00063338 | 0 | 0 | 0 | 1 | 0 | 18 | 1 | 90%Cut,Full
Uruguay | Fossil | prm15_wcost_re10_c2p1_co2_cut90p_tn | 0.92057 | 4.1861 | 3.4385 | 0.0079211 | 0.0092058 | 0 | 0 | 1 | 0 | 10 | 0 | 90%Cut,Full
Uruguay | Fossil | prm15_wcost_re19_c2p1_co2_cut90p_tn | 0.91909 | 1.6036 | 3.4435 | 0.10851 | 0 | 0 | 0 | 1 | 0 | 19 | 1 | 90%Cut,Full
Uruguay | Fossil | prm15_wcost_re14_c2p1_co2_cut90p_tn | 0.91909 | 2.3961 | 3.4335 | 1.4162 | 0 | 0 | 0 | 1 | 0 | 14 | 1 | 90%Cut,Full
Uruguay | Fossil | prm15_wcost_re16_c2p1_co2_cut90p_tn | 0.91909 | 4.1785 | 3.4736 | 0 | 0 | 0 | 0 | 1 | 0 | 16 | 1 | 90%Cut,Full
Uruguay | Fossil | prm15_wcost_re15_c2p1_co2_cut90p_tn | 0.91909 | 4.1559 | 3.484 | 2.9218 | 0 | 0 | 0 | 1 | 0 | 15 | 1 | 90%Cut,Full
Uruguay | Fossil | prm15_wcost_re12_c2p1_co2_cut90p_tn | 0.91909 | 3.5159 | 3.4738 | 0.84905 | 0 | 0 | 0 | 1 | 0 | 12 | 1 | 90%Cut,Full
Uruguay | Fossil | prm15_wcost_re13_c2p1_co2_cut90p_tn | 0.91909 | 1.6054 | 3.2135 | 0.098554 | 0 | 0 | 0 | 1 | 0 | 13 | 1 | 90%Cut,Full
Uruguay | Fossil | prm15_wcost_re17_c2p1_co2_cut90p_tn | 0.91909 | 3.9999 | 3.4651 | 2.8523 | 0 | 0 | 0 | 1 | 0 | 17 | 1 | 90%Cut,Full
Uruguay | Wind | prm15_wcost_re13_c2p1_co2_cut90p_tn | 42.2464 | 39.1008 | 35.3277 | 31.4218 | 50.8329 | 58.0787 | 60.6074 | 1 | 0 | 13 | 1 | 90%Cut,Full
Uruguay | Fossil | prm15_wcost_re2_c2p1_co2_cut90p_tn | 0.92057 | 2.4442 | 1.9579 | 0.057374 | 0.11587 | 0.0053189 | 0 | 1 | 0 | 2 | 0 | 90%Cut,Full
Uruguay | Wind | prm15_wcost_re14_c2p1_co2_cut90p_tn | 42.2464 | 38.8276 | 35.5849 | 36.0232 | 54.4239 | 61.7393 | 64.7796 | 1 | 0 | 14 | 1 | 90%Cut,Full
Uruguay | Wind | prm15_wcost_re16_c2p1_co2_cut90p_tn | 42.2464 | 38.2188 | 40.6774 | 57.322 | 60.9769 | 64.1022 | 65.6449 | 1 | 0 | 16 | 1 | 90%Cut,Full
Uruguay | Fossil | prm15_wcost_re3_c2p1_co2_cut90p_tn | 0.92057 | 1.6426 | 0.65254 | 0.36964 | 0.081218 | 0 | 0 | 1 | 0 | 3 | 0 | 90%Cut,Full
Uruguay | Wind | prm15_wcost_re15_c2p1_co2_cut90p_tn | 42.2464 | 38.1953 | 35.816 | 40.8034 | 56.8589 | 62.9249 | 64.994 | 1 | 0 | 15 | 1 | 90%Cut,Full
Uruguay | Wind | prm15_wcost_re10_c2p1_co2_cut90p_tn | 42.3143 | 39.3746 | 34.9086 | 35.8305 | 48.7129 | 59.3491 | 59.7663 | 1 | 0 | 10 | 0 | 90%Cut,Full
Uruguay | Fossil | prm15_wcost_re1_c2p1_co2_cut90p_tn | 0.92057 | 4.8624 | 3.435 | 0.010592 | 0.014714 | 0 | 0 | 1 | 0 | 1 | 0 | 90%Cut,Full
Uruguay | Wind | prm15_wcost_re12_c2p1_co2_cut90p_tn | 42.2464 | 38.4106 | 35.8934 | 37.3897 | 55.0584 | 61.9438 | 64.6298 | 1 | 0 | 12 | 1 | 90%Cut,Full
Uruguay | Wind | prm15_wcost_re11_c2p1_co2_cut90p_tn | 42.2464 | 38.7171 | 42.3109 | 57.5943 | 62.1969 | 64.4279 | 66.5244 | 1 | 0 | 11 | 1 | 90%Cut,Full
Uruguay | Fossil | prm15_wcost_re20_c2p1_co2_cut90p_tn | 0.91909 | 3.4648 | 3.3197 | 0 | 0 | 0 | 0 | 1 | 0 | 20 | 1 | 90%Cut,Full
Uruguay | BNG | prm15_wcost_re4_c2p1_co2_cut90p_tn | 11.3401 | 15.426 | 13.5595 | 11.0462 | 7.9261 | 5.2729 | 3.6855 | 1 | 0 | 4 | 0 | 90%Cut,Full
Uruguay | Hydro | prm15_wcost_re9_c2p1_co2_cut90p_tn | 41.024 | 39.0703 | 30.778 | 27.6275 | 22.1953 | 17.6221 | 14.6636 | 1 | 0 | 9 | 0 | 90%Cut,Full
Uruguay | BNG | prm15_wcost_re3_c2p1_co2_cut90p_tn | 11.3401 | 15.7214 | 12.9638 | 11.5852 | 8.0682 | 5.4401 | 3.7626 | 1 | 0 | 3 | 0 | 90%Cut,Full
Uruguay | Hydro | prm15_wcost_re8_c2p1_co2_cut90p_tn | 41.024 | 38.4634 | 30.6505 | 27.3824 | 21.8677 | 17.0847 | 14.2604 | 1 | 0 | 8 | 0 | 90%Cut,Full
Uruguay | BNG | prm15_wcost_re2_c2p1_co2_cut90p_tn | 11.3401 | 15.5297 | 13.7509 | 10.7637 | 7.8768 | 5.2895 | 3.2824 | 1 | 0 | 2 | 0 | 90%Cut,Full
Uruguay | Hydro | prm15_wcost_re7_c2p1_co2_cut90p_tn | 41.024 | 38.0036 | 31.7873 | 27.4254 | 21.8918 | 16.9765 | 14.307 | 1 | 0 | 7 | 0 | 90%Cut,Full
Uruguay | BNG | prm15_wcost_re20_c2p1_co2_cut90p_tn | 11.3219 | 15.4015 | 15.3561 | 11.3341 | 7.4453 | 6.1712 | 3.5374 | 1 | 0 | 20 | 1 | 90%Cut,Full
Uruguay | Hydro | prm15_wcost_re6_c2p1_co2_cut90p_tn | 41.024 | 37.4362 | 33.3092 | 27.2245 | 21.6778 | 17.0361 | 14.2629 | 1 | 0 | 6 | 0 | 90%Cut,Full
Uruguay | BNG | prm15_wcost_re1_c2p1_co2_cut90p_tn | 11.3401 | 15.2454 | 15.2209 | 11.0838 | 7.8867 | 5.5205 | 3.2264 | 1 | 0 | 1 | 0 | 90%Cut,Full
Uruguay | BNG | prm15_wcost_re5_c2p1_co2_cut90p_tn | 11.3401 | 15.4912 | 13.5288 | 11.1916 | 7.8999 | 5.209 | 3.5358 | 1 | 0 | 5 | 0 | 90%Cut,Full
Uruguay | BNG | prm15_wcost_re9_c2p1_co2_cut90p_tn | 11.3401 | 15.7398 | 12.9404 | 11.6378 | 7.9963 | 5.4647 | 3.0024 | 1 | 0 | 9 | 0 | 90%Cut,Full
Uruguay | BNG | prm15_wcost_re8_c2p1_co2_cut90p_tn | 11.3401 | 15.4953 | 12.7869 | 11.5367 | 7.8793 | 5.2174 | 3.5307 | 1 | 0 | 8 | 0 | 90%Cut,Full
Uruguay | BNG | prm15_wcost_re7_c2p1_co2_cut90p_tn | 11.3401 | 15.31 | 14.0587 | 11.2481 | 7.9116 | 5.3249 | 3.6596 | 1 | 0 | 7 | 0 | 90%Cut,Full
Uruguay | BNG | prm15_wcost_re6_c2p1_co2_cut90p_tn | 11.3401 | 15.2468 | 14.9371 | 11.0308 | 7.8717 | 5.5357 | 3.5623 | 1 | 0 | 6 | 0 | 90%Cut,Full
Uruguay | Hydro | prm15_wcost_re5_c2p1_co2_cut90p_tn | 41.024 | 38.4533 | 30.9321 | 27.304 | 21.8596 | 16.9272 | 14.2566 | 1 | 0 | 5 | 0 | 90%Cut,Full
Uruguay | BNG | prm15_wcost_re14_c2p1_co2_cut90p_tn | 11.3219 | 16.9469 | 15.5316 | 11.7533 | 7.5841 | 5.8461 | 3.675 | 1 | 0 | 14 | 1 | 90%Cut,Full
Uruguay | Hydro | prm15_wcost_re19_c2p1_co2_cut90p_tn | 41.1186 | 38.0978 | 35.3585 | 30.0272 | 21.4718 | 17.4654 | 14.4363 | 1 | 0 | 19 | 1 | 90%Cut,Full
Uruguay | BNG | prm15_wcost_re13_c2p1_co2_cut90p_tn | 11.3219 | 17.1032 | 15.5109 | 12.6453 | 7.9088 | 6.1284 | 4.1923 | 1 | 0 | 13 | 1 | 90%Cut,Full
Uruguay | Hydro | prm15_wcost_re18_c2p1_co2_cut90p_tn | 41.1186 | 38.2151 | 35.3312 | 29.7443 | 21.9064 | 17.4935 | 14.3787 | 1 | 0 | 18 | 1 | 90%Cut,Full
Uruguay | BNG | prm15_wcost_re12_c2p1_co2_cut90p_tn | 11.3219 | 16.6934 | 15.6663 | 11.7641 | 7.5983 | 5.9663 | 3.6177 | 1 | 0 | 12 | 1 | 90%Cut,Full
Uruguay | Hydro | prm15_wcost_re16_c2p1_co2_cut90p_tn | 41.1186 | 37.1985 | 35.0904 | 27.6035 | 20.5706 | 16.9853 | 14.1303 | 1 | 0 | 16 | 1 | 90%Cut,Full
Uruguay | BNG | prm15_wcost_re11_c2p1_co2_cut90p_tn | 11.3219 | 15.3443 | 15.6538 | 11.3537 | 7.5115 | 6.1765 | 3.5491 | 1 | 0 | 11 | 1 | 90%Cut,Full
Uruguay | BNG | prm15_wcost_re10_c2p1_co2_cut90p_tn | 11.3401 | 14.0206 | 15.1373 | 11.1448 | 7.91 | 5.494 | 3.3375 | 1 | 0 | 10 | 0 | 90%Cut,Full
Uruguay | Hydro | prm15_wcost_re17_c2p1_co2_cut90p_tn | 41.1186 | 37.2361 | 34.6485 | 28.7076 | 20.9278 | 17.0311 | 14.2097 | 1 | 0 | 17 | 1 | 90%Cut,Full
Uruguay | BNG | prm15_wcost_re15_c2p1_co2_cut90p_tn | 11.3219 | 16.5006 | 15.6718 | 11.9321 | 7.6176 | 5.8832 | 3.6991 | 1 | 0 | 15 | 1 | 90%Cut,Full
Uruguay | BNG | prm15_wcost_re19_c2p1_co2_cut90p_tn | 11.3219 | 17.0845 | 15.8561 | 12.4151 | 7.6229 | 5.933 | 3.9209 | 1 | 0 | 19 | 1 | 90%Cut,Full
Uruguay | Hydro | prm15_wcost_re4_c2p1_co2_cut90p_tn | 41.024 | 38.2915 | 30.5309 | 27.3327 | 21.9379 | 17.0455 | 14.3429 | 1 | 0 | 4 | 0 | 90%Cut,Full
Uruguay | BNG | prm15_wcost_re18_c2p1_co2_cut90p_tn | 11.3219 | 17.1371 | 15.8439 | 11.7454 | 7.7684 | 5.9687 | 4.153 | 1 | 0 | 18 | 1 | 90%Cut,Full
Uruguay | Hydro | prm15_wcost_re3_c2p1_co2_cut90p_tn | 41.024 | 39.0246 | 30.7786 | 27.6919 | 22.4751 | 17.6394 | 14.7748 | 1 | 0 | 3 | 0 | 90%Cut,Full
Uruguay | Hydro | prm15_wcost_re1_c2p1_co2_cut90p_tn | 41.024 | 37.4327 | 33.942 | 27.3178 | 21.665 | 17.0313 | 14.3329 | 1 | 0 | 1 | 0 | 90%Cut,Full
Uruguay | BNG | prm15_wcost_re17_c2p1_co2_cut90p_tn | 11.3219 | 16.5275 | 15.5377 | 11.6536 | 7.5267 | 5.8536 | 3.1464 | 1 | 0 | 17 | 1 | 90%Cut,Full
Uruguay | Hydro | prm15_wcost_re2_c2p1_co2_cut90p_tn | 41.024 | 38.549 | 30.7259 | 27.4739 | 21.8307 | 16.9954 | 14.297 | 1 | 0 | 2 | 0 | 90%Cut,Full
Uruguay | BNG | prm15_wcost_re16_c2p1_co2_cut90p_tn | 11.3219 | 16.4291 | 15.7359 | 11.1241 | 7.3664 | 5.9337 | 3.3063 | 1 | 0 | 16 | 1 | 90%Cut,Full
Uruguay | Hydro | prm15_wcost_re20_c2p1_co2_cut90p_tn | 41.1186 | 38.1838 | 34.2434 | 28.1266 | 20.9722 | 17.5147 | 14.8033 | 1 | 0 | 20 | 1 | 90%Cut,Full
Uruguay | Hydro | prm15_wcost_re15_c2p1_co2_cut90p_tn | 41.1186 | 37.1756 | 34.9476 | 29.2559 | 21.1513 | 17.1569 | 14.1715 | 1 | 0 | 15 | 1 | 90%Cut,Full
Uruguay | Hydro | prm15_wcost_re14_c2p1_co2_cut90p_tn | 41.1186 | 37.791 | 34.6349 | 28.7698 | 21.2359 | 17.1528 | 14.1961 | 1 | 0 | 14 | 1 | 90%Cut,Full
Uruguay | Solar | prm15_wcost_re10_c2p1_co2_cut90p_tn | 4.4011 | 4.0953 | 12.539 | 25.5592 | 21.6652 | 18.1188 | 22.5412 | 1 | 0 | 10 | 0 | 90%Cut,Full
Uruguay | Solar | prm15_wcost_re11_c2p1_co2_cut90p_tn | 4.394 | 4.0051 | 3.715 | 2.9315 | 9.1996 | 11.8726 | 15.3649 | 1 | 0 | 11 | 1 | 90%Cut,Full
Uruguay | Solar | prm15_wcost_re12_c2p1_co2_cut90p_tn | 4.394 | 3.9951 | 10.0314 | 21.0741 | 16.1806 | 14.8633 | 17.5699 | 1 | 0 | 12 | 1 | 90%Cut,Full
Uruguay | Solar | prm15_wcost_re13_c2p1_co2_cut90p_tn | 4.394 | 4.051 | 11.3592 | 25.2486 | 18.8515 | 17.3813 | 19.9225 | 1 | 0 | 13 | 1 | 90%Cut,Full
Uruguay | Solar | prm15_wcost_re14_c2p1_co2_cut90p_tn | 4.394 | 4.0384 | 10.8151 | 22.0375 | 16.7562 | 15.2618 | 17.3493 | 1 | 0 | 14 | 1 | 90%Cut,Full
Uruguay | Hydro | prm15_wcost_re13_c2p1_co2_cut90p_tn | 41.1186 | 38.1395 | 34.5887 | 30.5858 | 22.4068 | 18.4116 | 15.2778 | 1 | 0 | 13 | 1 | 90%Cut,Full
Uruguay | Hydro | prm15_wcost_re12_c2p1_co2_cut90p_tn | 41.1186 | 37.3851 | 34.9351 | 28.9231 | 21.1626 | 17.2266 | 14.1826 | 1 | 0 | 12 | 1 | 90%Cut,Full
Uruguay | Hydro | prm15_wcost_re11_c2p1_co2_cut90p_tn | 41.1186 | 38.0419 | 34.9074 | 28.1205 | 21.092 | 17.523 | 14.5616 | 1 | 0 | 11 | 1 | 90%Cut,Full
Uruguay | Hydro | prm15_wcost_re10_c2p1_co2_cut90p_tn | 41.024 | 38.3234 | 33.9766 | 27.4575 | 21.7027 | 17.0381 | 14.355 | 1 | 0 | 10 | 0 | 90%Cut,Full
Uruguay | Solar | prm15_wcost_re15_c2p1_co2_cut90p_tn | 4.394 | 3.9727 | 10.0807 | 15.0868 | 14.3722 | 14.035 | 17.1354 | 1 | 0 | 15 | 1 | 90%Cut,Full
Uruguay | Solar | prm15_wcost_re4_c2p1_co2_cut90p_tn | 4.4011 | 4.0919 | 22.6758 | 29.7831 | 27.3535 | 21.1489 | 23.7045 | 1 | 0 | 4 | 0 | 90%Cut,Full
Uruguay | Solar | prm15_wcost_re5_c2p1_co2_cut90p_tn | 4.4011 | 4.1092 | 21.7414 | 29.0817 | 25.105 | 19.3765 | 23.0853 | 1 | 0 | 5 | 0 | 90%Cut,Full
Uruguay | Solar | prm15_wcost_re6_c2p1_co2_cut90p_tn | 4.4011 | 4.0005 | 14.3763 | 27.0053 | 23.4882 | 18.2423 | 22.4295 | 1 | 0 | 6 | 0 | 90%Cut,Full
Uruguay | Solar | prm15_wcost_re3_c2p1_co2_cut90p_tn | 4.4011 | 4.1376 | 24.3356 | 31.9964 | 28.9828 | 24.0114 | 24.7735 | 1 | 0 | 3 | 0 | 90%Cut,Full
Uruguay | Solar | prm15_wcost_re7_c2p1_co2_cut90p_tn | 4.4011 | 4.0611 | 19.0577 | 28.6732 | 24.4475 | 18.8639 | 22.7782 | 1 | 0 | 7 | 0 | 90%Cut,Full
Uruguay | Solar | prm15_wcost_re8_c2p1_co2_cut90p_tn | 4.4011 | 4.1102 | 23.4639 | 32.4639 | 29.0057 | 22.998 | 25.4455 | 1 | 0 | 8 | 0 | 90%Cut,Full
Uruguay | Solar | prm15_wcost_re9_c2p1_co2_cut90p_tn | 4.4011 | 4.1104 | 23.7164 | 32.2073 | 28.7124 | 24.2969 | 24.9568 | 1 | 0 | 9 | 0 | 90%Cut,Full
Uruguay | Solar | prm15_wcost_re16_c2p1_co2_cut90p_tn | 4.394 | 3.9751 | 5.0228 | 3.9503 | 11.0861 | 12.9787 | 16.9185 | 1 | 0 | 16 | 1 | 90%Cut,Full
Uruguay | Solar | prm15_wcost_re17_c2p1_co2_cut90p_tn | 4.394 | 3.9791 | 10.7505 | 13.2512 | 13.8894 | 13.8748 | 17.0394 | 1 | 0 | 17 | 1 | 90%Cut,Full
Uruguay | Solar | prm15_wcost_re18_c2p1_co2_cut90p_tn | 4.394 | 4.027 | 9.0807 | 24.0542 | 17.283 | 15.886 | 17.3805 | 1 | 0 | 18 | 1 | 90%Cut,Full
Uruguay | Solar | prm15_wcost_re1_c2p1_co2_cut90p_tn | 4.4011 | 4.0001 | 12.5292 | 26.185 | 22.15 | 17.725 | 21.9411 | 1 | 0 | 1 | 0 | 90%Cut,Full
Uruguay | Solar | prm15_wcost_re20_c2p1_co2_cut90p_tn | 4.394 | 4.0218 | 3.6502 | 2.9704 | 8.0658 | 11.9704 | 12.7912 | 1 | 0 | 20 | 1 | 90%Cut,Full
Uruguay | Solar | prm15_wcost_re2_c2p1_co2_cut90p_tn | 4.4011 | 4.0553 | 21.9967 | 29.3 | 26.6667 | 20.6012 | 24.0132 | 1 | 0 | 2 | 0 | 90%Cut,Full
Uruguay | Solar | prm15_wcost_re19_c2p1_co2_cut90p_tn | 4.394 | 4.0712 | 9.0134 | 24.9933 | 17.7956 | 16.707 | 18.5375 | 1 | 0 | 19 | 1 | 90%Cut,Full

## Supp. Figure 3
load_zone | scs_id | variable_om_cost_total | fuel_cost_total | startup_cost_total | capacity_cost | operations_cost_total | split_tx_cost | emis_policy | exist_trd | op_char | fixed_pv | pol | group | new_total_cost
Chile | prm15_wcost_re17_c2p1_t1 | 3913699922.9244 | 11405610327.4266 | 2.2274e-09 | 10.9578 | 15.3193 | 0 | 0 | 1 | 17 | 1 | NoCut,Lim | 11 | 26.2771
Uruguay | prm15_wcost_re13_c2p1_t1 | 297142041.1253 | 783408788.2328 | 8613794.4483 | 4.251 | 1.0892 | 0 | 0 | 1 | 13 | 1 | NoCut,Lim | 11 | 5.3402
Chile | prm15_wcost_re18_c2p1_t1 | 3912710484.9311 | 11478545473.9704 | 2.2274e-08 | 10.7877 | 15.3913 | 0 | 0 | 1 | 18 | 1 | NoCut,Lim | 11 | 26.179
Brazil | prm15_wcost_re13_c2p1_t1 | 31837853445.0658 | 72853458027.9565 | 0 | 116.4473 | 104.6913 | 0 | 0 | 1 | 13 | 1 | NoCut,Lim | 11 | 221.1386
Uruguay | prm15_wcost_re14_c2p1_t1 | 282098602.6386 | 567710074.9979 | 9272917.6025 | 3.9339 | 0.85908 | 0 | 0 | 1 | 14 | 1 | NoCut,Lim | 11 | 4.793
Brazil | prm15_wcost_re8_c2p1_t1 | 30161571978.326 | 60070731575.1703 | 0 | 120.7729 | 90.2323 | 0 | 0 | 1 | 8 | 0 | NoCut,Lim | 10 | 211.0052
Uruguay | prm15_wcost_re15_c2p1_t1 | 277581145.6029 | 520622799.5367 | 6074632.8269 | 3.8317 | 0.80428 | 0 | 0 | 1 | 15 | 1 | NoCut,Lim | 11 | 4.636
Brazil | prm15_wcost_re12_c2p1_t1 | 31285708596.2022 | 68377661311.6565 | 0 | 117.5785 | 99.6634 | 0 | 0 | 1 | 12 | 1 | NoCut,Lim | 11 | 217.2419
Paraguay | prm15_wcost_re11_c2p1_t1 | 2359566843.1192 | 375789012.4497 | 6933505.3709 | 2.4728 | 2.7423 | 0 | 0 | 1 | 11 | 1 | NoCut,Lim | 11 | 5.2151
Uruguay | prm15_wcost_re16_c2p1_t1 | 274785075.1841 | 492328334.2488 | 5002276.5327 | 3.737 | 0.77212 | 0 | 0 | 1 | 16 | 1 | NoCut,Lim | 11 | 4.5091
Brazil | prm15_wcost_re11_c2p1_t1 | 29635105120.518 | 56018641002.7164 | 0 | 125.1562 | 85.6537 | 0 | 0 | 1 | 11 | 1 | NoCut,Lim | 11 | 210.8099
Uruguay | prm15_wcost_re17_c2p1_t1 | 276410408.0141 | 508429200.5766 | 5334407.1414 | 3.8137 | 0.79017 | 0 | 0 | 1 | 17 | 1 | NoCut,Lim | 11 | 4.6039
Paraguay | prm15_wcost_re10_c2p1_t1 | 2354007010.964 | 346421902.4381 | 7578104.0125 | 2.3949 | 2.708 | 0 | 0 | 1 | 10 | 0 | NoCut,Lim | 10 | 5.1029
Uruguay | prm15_wcost_re18_c2p1_t1 | 291700002.3799 | 703021383.4635 | 12410974.0694 | 3.8284 | 1.0071 | 0 | 0 | 1 | 18 | 1 | NoCut,Lim | 11 | 4.8355
Brazil | prm15_wcost_re14_c2p1_t1 | 31421922529.718 | 69235887329.1568 | 0 | 117.6162 | 100.6578 | 0 | 0 | 1 | 14 | 1 | NoCut,Lim | 11 | 218.274
Brazil | prm15_wcost_re10_c2p1_t1 | 28147354222.5809 | 45406786297.4181 | 0 | 131.3819 | 73.5541 | 0 | 0 | 1 | 10 | 0 | NoCut,Lim | 10 | 204.9361
Uruguay | prm15_wcost_re19_c2p1_t1 | 292446464.2403 | 712588072.9019 | 10458690.1407 | 3.8026 | 1.0155 | 0 | 0 | 1 | 19 | 1 | NoCut,Lim | 11 | 4.8181
Region-wide | prm15_wcost_re9_c2p1_t1 | 46221092506.5234 | 91047588892.4014 | 25295967.9782 | 161.582 | 137.294 | 0 | 0 | 1 | 9 | 0 | NoCut,Lim | 10 | 298.876
Argentina | prm15_wcost_re9_c2p1_t1 | 9840776457.3017 | 19884236562.1874 | 0 | 20.2657 | 29.725 | 0 | 0 | 1 | 9 | 0 | NoCut,Lim | 10 | 49.9907
Uruguay | prm15_wcost_re1_c2p1_t1 | 267184869.6094 | 409086836.1419 | 6714657.0445 | 4.6479 | 0.68299 | 0 | 0 | 1 | 1 | 0 | NoCut,Lim | 10 | 5.3309
Chile | prm15_wcost_re9_c2p1_t1 | 3546542271.8935 | 9837330983.5194 | 2192176.5218 | 14.011 | 13.3861 | 0 | 0 | 1 | 9 | 0 | NoCut,Lim | 10 | 27.3971
Uruguay | prm15_wcost_re20_c2p1_t1 | 273427104.8042 | 471402328.718 | 3911092.1684 | 3.6254 | 0.74874 | 0 | 0 | 1 | 20 | 1 | NoCut,Lim | 11 | 4.3742
Argentina | prm15_wcost_re8_c2p1_t1 | 9841100986.7757 | 19892304073.3312 | 0 | 20.2456 | 29.7334 | 0 | 0 | 1 | 8 | 0 | NoCut,Lim | 10 | 49.979
Uruguay | prm15_wcost_re2_c2p1_t1 | 276283377.9436 | 511786407.5743 | 15901732.9421 | 4.6691 | 0.80397 | 0 | 0 | 1 | 2 | 0 | NoCut,Lim | 10 | 5.4731
Chile | prm15_wcost_re10_c2p1_t1 | 3583508190.8073 | 9857206373.5906 | 42870.0596 | 14.0624 | 13.4408 | 0 | 0 | 1 | 10 | 0 | NoCut,Lim | 10 | 27.5032
Argentina | prm15_wcost_re7_c2p1_t1 | 9913236131.1669 | 20067257252.0314 | 0 | 21.4047 | 29.9805 | 0 | 0 | 1 | 7 | 0 | NoCut,Lim | 10 | 51.3852
Uruguay | prm15_wcost_re3_c2p1_t1 | 290362505.536 | 691344318.7116 | 15259109.8125 | 3.5946 | 0.99697 | 0 | 0 | 1 | 3 | 0 | NoCut,Lim | 10 | 4.5915
Paraguay | prm15_wcost_re18_c2p1_t1 | 2403486775.2102 | 620119524.2808 | 7181176.1287 | 2.2166 | 3.0308 | 0 | 0 | 1 | 18 | 1 | NoCut,Lim | 11 | 5.2474
Uruguay | prm15_wcost_re4_c2p1_t1 | 280129665.5656 | 558866310.0606 | 16791775.6525 | 4.527 | 0.85579 | 0 | 0 | 1 | 4 | 0 | NoCut,Lim | 10 | 5.3828
Brazil | prm15_wcost_re9_c2p1_t1 | 30183757936.8233 | 60296003742.8146 | 0 | 120.7934 | 90.4798 | 0 | 0 | 1 | 9 | 0 | NoCut,Lim | 10 | 211.2732
Uruguay | prm15_wcost_re12_c2p1_t1 | 277741753.4886 | 520310253.7035 | 5618835.2242 | 3.9022 | 0.80367 | 0 | 0 | 1 | 12 | 1 | NoCut,Lim | 11 | 4.7059
Paraguay | prm15_wcost_re12_c2p1_t1 | 2400772773.9451 | 605091305.0514 | 6992410.3709 | 2.2345 | 3.0129 | 0 | 0 | 1 | 12 | 1 | NoCut,Lim | 11 | 5.2474
Uruguay | prm15_wcost_re11_c2p1_t1 | 274603645.8552 | 489814016.2514 | 5655037.4014 | 4.1712 | 0.77007 | 0 | 0 | 1 | 11 | 1 | NoCut,Lim | 11 | 4.9413
Paraguay | prm15_wcost_re17_c2p1_t1 | 2400131496.2811 | 601591329.7954 | 6935304.3689 | 2.2381 | 3.0087 | 0 | 0 | 1 | 17 | 1 | NoCut,Lim | 11 | 5.2467
Brazil | prm15_wcost_re3_c2p1_t1 | 30312537075.4129 | 61256395695.6279 | 3.5638e-08 | 120.7121 | 91.5689 | 0 | 0 | 1 | 3 | 0 | NoCut,Lim | 10 | 212.281
Paraguay | prm15_wcost_re19_c2p1_t1 | 2403486775.2102 | 620119524.2808 | 7181176.1287 | 2.2166 | 3.0308 | 0 | 0 | 1 | 19 | 1 | NoCut,Lim | 11 | 5.2474
Paraguay | prm15_wcost_re1_c2p1_t1 | 2353167638.4615 | 341147124.2502 | 7578104.0125 | 2.4178 | 2.7019 | 0 | 0 | 1 | 1 | 0 | NoCut,Lim | 10 | 5.1197
Brazil | prm15_wcost_re2_c2p1_t1 | 29698823175.6497 | 56503904633.349 | 0 | 122.5135 | 86.2027 | 0 | 0 | 1 | 2 | 0 | NoCut,Lim | 10 | 208.7162
Paraguay | prm15_wcost_re16_c2p1_t1 | 2360253510.2828 | 379499432.0605 | 6933505.3709 | 2.4878 | 2.7467 | 0 | 0 | 1 | 16 | 1 | NoCut,Lim | 11 | 5.2345
Paraguay | prm15_wcost_re20_c2p1_t1 | 2359685873.3151 | 376997746.6981 | 7517722.7641 | 2.4555 | 2.7442 | 0 | 0 | 1 | 20 | 1 | NoCut,Lim | 11 | 5.1997
Brazil | prm15_wcost_re5_c2p1_t1 | 29572738689.1423 | 55582487196.895 | 0 | 123.0913 | 85.1552 | 0 | 0 | 1 | 5 | 0 | NoCut,Lim | 10 | 208.2466
Brazil | prm15_wcost_re20_c2p1_t1 | 29274727945.5294 | 53811921882.1214 | 0 | 126.0267 | 83.0866 | 0 | 0 | 1 | 20 | 1 | NoCut,Lim | 11 | 209.1133
Paraguay | prm15_wcost_re2_c2p1_t1 | 2363927115.8234 | 400862771.4263 | 7578104.0125 | 2.4067 | 2.7724 | 0 | 0 | 1 | 2 | 0 | NoCut,Lim | 10 | 5.1791
Paraguay | prm15_wcost_re3_c2p1_t1 | 2363927115.8234 | 400862771.4263 | 7578104.0125 | 2.4067 | 2.7724 | 0 | 0 | 1 | 3 | 0 | NoCut,Lim | 10 | 5.1791
Brazil | prm15_wcost_re1_c2p1_t1 | 28248536590.8358 | 46069678578.4334 | 0 | 130.855 | 74.3182 | 0 | 0 | 1 | 1 | 0 | NoCut,Lim | 10 | 205.1732
Paraguay | prm15_wcost_re15_c2p1_t1 | 2400166427.5462 | 601785871.9913 | 6935304.3689 | 2.2383 | 3.0089 | 0 | 0 | 1 | 15 | 1 | NoCut,Lim | 11 | 5.2472
Paraguay | prm15_wcost_re4_c2p1_t1 | 2363927115.8234 | 400862771.4263 | 7578104.0125 | 2.4067 | 2.7724 | 0 | 0 | 1 | 4 | 0 | NoCut,Lim | 10 | 5.1791
Brazil | prm15_wcost_re19_c2p1_t1 | 31782120893.7255 | 72390709867.1511 | 0 | 116.6775 | 104.1728 | 0 | 0 | 1 | 19 | 1 | NoCut,Lim | 11 | 220.8503
Paraguay | prm15_wcost_re5_c2p1_t1 | 2363845322.4328 | 400407240.6647 | 7578104.0125 | 2.4059 | 2.7718 | 0 | 0 | 1 | 5 | 0 | NoCut,Lim | 10 | 5.1777
Brazil | prm15_wcost_re6_c2p1_t1 | 28843209108.3493 | 50472156015.9705 | 0 | 125.4244 | 79.3154 | 0 | 0 | 1 | 6 | 0 | NoCut,Lim | 10 | 204.7398
Paraguay | prm15_wcost_re6_c2p1_t1 | 2352650366.9411 | 338162813.1666 | 7578104.0125 | 2.4223 | 2.6984 | 0 | 0 | 1 | 6 | 0 | NoCut,Lim | 10 | 5.1207
Brazil | prm15_wcost_re18_c2p1_t1 | 31588208442.7943 | 70884287528.7419 | 0 | 117.9491 | 102.4725 | 0 | 0 | 1 | 18 | 1 | NoCut,Lim | 11 | 220.4216
Paraguay | prm15_wcost_re14_c2p1_t1 | 2403485068.4232 | 620110018.6963 | 7179377.1306 | 2.2166 | 3.0308 | 0 | 0 | 1 | 14 | 1 | NoCut,Lim | 11 | 5.2474
Paraguay | prm15_wcost_re7_c2p1_t1 | 2362705795.1551 | 394164365.8698 | 7578104.0125 | 2.406 | 2.7644 | 0 | 0 | 1 | 7 | 0 | NoCut,Lim | 10 | 5.1705
Brazil | prm15_wcost_re17_c2p1_t1 | 30786363347.3784 | 64652010966.2902 | 0 | 119.3887 | 95.4384 | 0 | 0 | 1 | 17 | 1 | NoCut,Lim | 11 | 214.8271
Paraguay | prm15_wcost_re8_c2p1_t1 | 2363927115.8234 | 400862771.4263 | 7578104.0125 | 2.4067 | 2.7724 | 0 | 0 | 1 | 8 | 0 | NoCut,Lim | 10 | 5.1791
Paraguay | prm15_wcost_re13_c2p1_t1 | 2403424682.7804 | 619773380.1022 | 7129149.2745 | 2.2169 | 3.0303 | 0 | 0 | 1 | 13 | 1 | NoCut,Lim | 11 | 5.2472
Paraguay | prm15_wcost_re9_c2p1_t1 | 2363927115.8234 | 400862771.4263 | 7578104.0125 | 2.4067 | 2.7724 | 0 | 0 | 1 | 9 | 0 | NoCut,Lim | 10 | 5.1791
Brazil | prm15_wcost_re16_c2p1_t1 | 29966907563.6297 | 58052592526.0028 | 0 | 124.1307 | 88.0195 | 0 | 0 | 1 | 16 | 1 | NoCut,Lim | 11 | 212.1502
Brazil | prm15_wcost_re7_c2p1_t1 | 29373438818.6574 | 54202308586.3155 | 0 | 123.5261 | 83.5757 | 0 | 0 | 1 | 7 | 0 | NoCut,Lim | 10 | 207.1019
Uruguay | prm15_wcost_re10_c2p1_t1 | 266767419.1001 | 405492176.9113 | 5211151.5017 | 4.0956 | 0.67747 | 0 | 0 | 1 | 10 | 0 | NoCut,Lim | 10 | 4.773
Brazil | prm15_wcost_re15_c2p1_t1 | 30982892702.6259 | 66153755822.5989 | 0 | 118.954 | 97.1366 | 0 | 0 | 1 | 15 | 1 | NoCut,Lim | 11 | 216.0907
Argentina | prm15_wcost_re6_c2p1_t1 | 9756797105.2908 | 19512749656.0002 | 0 | 22.9861 | 29.2695 | 0 | 0 | 1 | 6 | 0 | NoCut,Lim | 10 | 52.2557
Uruguay | prm15_wcost_re5_c2p1_t1 | 273151402.6756 | 474681447.5498 | 15592853.0609 | 4.6935 | 0.76343 | 0 | 0 | 1 | 5 | 0 | NoCut,Lim | 10 | 5.4569
Chile | prm15_wcost_re8_c2p1_t1 | 3546544794.8801 | 9837344750.3279 | 2192176.5218 | 14.1343 | 13.3861 | 0 | 0 | 1 | 8 | 0 | NoCut,Lim | 10 | 27.5204
Argentina | prm15_wcost_re17_c2p1_t1 | 9637059979.7017 | 19178625016.4865 | 0 | 23.3716 | 28.8157 | 0 | 0 | 1 | 17 | 1 | NoCut,Lim | 11 | 52.1873
Region-wide | prm15_wcost_re17_c2p1_t1 | 47013665154.2997 | 96346266840.5754 | 12269711.5104 | 159.7699 | 143.3722 | 0 | 0 | 1 | 17 | 1 | NoCut,Lim | 11 | 303.1421
Chile | prm15_wcost_re7_c2p1_t1 | 3558470190.1766 | 9789841191.4148 | 90908.4974 | 14.299 | 13.3484 | 0 | 0 | 1 | 7 | 0 | NoCut,Lim | 10 | 27.6474
Region-wide | prm15_wcost_re18_c2p1_t1 | 48382060858.0097 | 104702968168.93 | 19592150.1981 | 154.9392 | 153.1046 | 0 | 0 | 1 | 18 | 1 | NoCut,Lim | 11 | 308.0438
Chile | prm15_wcost_re14_c2p1_t1 | 3912799656.6408 | 11428415236.5958 | 8.622e-09 | 11.2152 | 15.3412 | 0 | 0 | 1 | 14 | 1 | NoCut,Lim | 11 | 26.5564
Region-wide | prm15_wcost_re19_c2p1_t1 | 48543775519.4012 | 106138827066.633 | 17639866.2694 | 153.7425 | 154.7002 | 0 | 0 | 1 | 19 | 1 | NoCut,Lim | 11 | 308.4427
Argentina | prm15_wcost_re16_c2p1_t1 | 9334440462.7569 | 18185534320.736 | 0 | 24.4408 | 27.52 | 0 | 0 | 1 | 16 | 1 | NoCut,Lim | 11 | 51.9608
Chile | prm15_wcost_re2_c2p1_t1 | 3555012562.8842 | 9823042354.3816 | 967806.0374 | 14.0403 | 13.379 | 0 | 0 | 1 | 2 | 0 | NoCut,Lim | 10 | 27.4193
Region-wide | prm15_wcost_re1_c2p1_t1 | 44020626178.202 | 75555076385.1804 | 14335631.1166 | 174.4499 | 119.59 | 0 | 0 | 1 | 1 | 0 | NoCut,Lim | 10 | 294.0399
Argentina | prm15_wcost_re15_c2p1_t1 | 9639181281.1236 | 19188835669.6159 | 0 | 22.8158 | 28.828 | 0 | 0 | 1 | 15 | 1 | NoCut,Lim | 11 | 51.6438
Region-wide | prm15_wcost_re20_c2p1_t1 | 45182454780.901 | 84142871263.7428 | 11428814.9326 | 167.7094 | 129.3368 | 0 | 0 | 1 | 20 | 1 | NoCut,Lim | 11 | 297.0462
Chile | prm15_wcost_re20_c2p1_t1 | 3907400120.1343 | 11227662765.8013 | 1.5448e-08 | 11.3848 | 15.1351 | 0 | 0 | 1 | 20 | 1 | NoCut,Lim | 11 | 26.5199
Region-wide | prm15_wcost_re2_c2p1_t1 | 45743369700.9054 | 87155417450.0942 | 24447642.992 | 164.6554 | 132.9232 | 0 | 0 | 1 | 2 | 0 | NoCut,Lim | 10 | 297.5786
Argentina | prm15_wcost_re14_c2p1_t1 | 9660334565.5654 | 19283094146.4656 | 0 | 22.7415 | 28.9434 | 0 | 0 | 1 | 14 | 1 | NoCut,Lim | 11 | 51.6849
Chile | prm15_wcost_re15_c2p1_t1 | 3913990304.9534 | 11416372848.263 | 0 | 11.0348 | 15.3304 | 0 | 0 | 1 | 15 | 1 | NoCut,Lim | 11 | 26.3652
Region-wide | prm15_wcost_re3_c2p1_t1 | 46360808997.5683 | 92083721475.1055 | 23863411.8118 | 160.6262 | 138.4684 | 0 | 0 | 1 | 3 | 0 | NoCut,Lim | 10 | 299.0946
Argentina | prm15_wcost_re13_c2p1_t1 | 10273818802.3949 | 21313375161.964 | 0 | 19.3186 | 31.5872 | 0 | 0 | 1 | 13 | 1 | NoCut,Lim | 11 | 50.9058
Region-wide | prm15_wcost_re4_c2p1_t1 | 45839841224.0824 | 87765501781.2122 | 25438765.1492 | 164.5112 | 133.6308 | 0 | 0 | 1 | 4 | 0 | NoCut,Lim | 10 | 298.1419
Chile | prm15_wcost_re1_c2p1_t1 | 3583183599.3238 | 9849689435.1415 | 42870.0596 | 14.0771 | 13.4329 | 0 | 0 | 1 | 1 | 0 | NoCut,Lim | 10 | 27.5101
Region-wide | prm15_wcost_re5_c2p1_t1 | 45658450975.1753 | 86318720454.5925 | 23605393.9903 | 165.0832 | 132.0008 | 0 | 0 | 1 | 5 | 0 | NoCut,Lim | 10 | 297.0839
Argentina | prm15_wcost_re12_c2p1_t1 | 9646573614.5183 | 19233780954.8101 | 0 | 22.6947 | 28.8804 | 0 | 0 | 1 | 12 | 1 | NoCut,Lim | 11 | 51.575
Region-wide | prm15_wcost_re6_c2p1_t1 | 44780650617.6103 | 80536004199.2634 | 16654220.7629 | 169.9334 | 125.3333 | 0 | 0 | 1 | 6 | 0 | NoCut,Lim | 10 | 295.2667
Chile | prm15_wcost_re16_c2p1_t1 | 3908528181.496 | 11323919779.2687 | 4.4547e-09 | 11.0913 | 15.2324 | 0 | 0 | 1 | 16 | 1 | NoCut,Lim | 11 | 26.3237
Argentina | prm15_wcost_re11_c2p1_t1 | 9495904955.3237 | 18695202899.3529 | 0 | 21.0872 | 28.1911 | 0 | 0 | 1 | 11 | 1 | NoCut,Lim | 11 | 49.2783
Region-wide | prm15_wcost_re7_c2p1_t1 | 45480658523.322 | 84923058370.408 | 23021636.7701 | 166.309 | 130.4267 | 0 | 0 | 1 | 7 | 0 | NoCut,Lim | 10 | 296.7358
Chile | prm15_wcost_re19_c2p1_t1 | 3912687972.3296 | 11486048112.3815 | 6.215e-09 | 10.9521 | 15.3987 | 0 | 0 | 1 | 19 | 1 | NoCut,Lim | 11 | 26.3508
Region-wide | prm15_wcost_re8_c2p1_t1 | 46198425603.4333 | 90821491870.538 | 25807559.6699 | 161.6867 | 137.0457 | 0 | 0 | 1 | 8 | 0 | NoCut,Lim | 10 | 298.7324
Argentina | prm15_wcost_re10_c2p1_t1 | 9406854234.3959 | 18330662948.5162 | 0 | 23.443 | 27.7375 | 0 | 0 | 1 | 10 | 0 | NoCut,Lim | 10 | 51.1806
Chile | prm15_wcost_re3_c2p1_t1 | 3554133951.315 | 9839584333.8629 | 1026197.9868 | 12.4261 | 13.3947 | 0 | 0 | 1 | 3 | 0 | NoCut,Lim | 10 | 25.8208
Argentina | prm15_wcost_re18_c2p1_t1 | 10185955152.6941 | 21016994258.4735 | 1.7819e-08 | 20.1574 | 31.2029 | 0 | 0 | 1 | 18 | 1 | NoCut,Lim | 11 | 51.3604
Brazil | prm15_wcost_re4_c2p1_t1 | 29802089934.5611 | 57100716827.9674 | 1.7244e-08 | 124.1307 | 86.9028 | 0 | 0 | 1 | 4 | 0 | NoCut,Lim | 10 | 211.0336
Argentina | prm15_wcost_re2_c2p1_t1 | 9849323468.6045 | 19915821283.363 | 0 | 21.0258 | 29.7651 | 0 | 0 | 1 | 2 | 0 | NoCut,Lim | 10 | 50.791
Argentina | prm15_wcost_re3_c2p1_t1 | 9839848349.481 | 19895534355.4767 | 0 | 21.4868 | 29.7354 | 0 | 0 | 1 | 3 | 0 | NoCut,Lim | 10 | 51.2222
Uruguay | prm15_wcost_re9_c2p1_t1 | 286088724.6814 | 629154832.4538 | 15525687.444 | 4.1052 | 0.93077 | 0 | 0 | 1 | 9 | 0 | NoCut,Lim | 10 | 5.036
Uruguay | prm15_wcost_re8_c2p1_t1 | 285280727.628 | 620248700.2822 | 16037279.1356 | 4.1272 | 0.92157 | 0 | 0 | 1 | 8 | 0 | NoCut,Lim | 10 | 5.0488
Region-wide | prm15_wcost_re10_c2p1_t1 | 43758491077.8483 | 74346569698.8743 | 12832125.5738 | 175.3778 | 118.1179 | 0 | 0 | 1 | 10 | 0 | NoCut,Lim | 10 | 293.4957
Region-wide | prm15_wcost_re16_c2p1_t1 | 45844914793.3494 | 88433874392.3169 | 11935781.9036 | 165.8877 | 134.2907 | 0 | 0 | 1 | 16 | 1 | NoCut,Lim | 11 | 300.1784
Chile | prm15_wcost_re12_c2p1_t1 | 3912892910.2997 | 11426248145.1003 | 0 | 11.0514 | 15.3391 | 0 | 0 | 1 | 12 | 1 | NoCut,Lim | 11 | 26.3906
Region-wide | prm15_wcost_re11_c2p1_t1 | 45672243567.2143 | 86822688974.3855 | 12588542.7723 | 165.4553 | 132.5075 | 0 | 0 | 1 | 11 | 1 | NoCut,Lim | 11 | 297.9628
Chile | prm15_wcost_re5_c2p1_t1 | 3555595337.2579 | 9814200378.2392 | 434436.917 | 12.5924 | 13.3702 | 0 | 0 | 1 | 5 | 0 | NoCut,Lim | 10 | 25.9626
Argentina | prm15_wcost_re20_c2p1_t1 | 9367213737.118 | 18254886540.4038 | 0 | 24.217 | 27.6221 | 0 | 0 | 1 | 20 | 1 | NoCut,Lim | 11 | 51.8391
Argentina | prm15_wcost_re4_c2p1_t1 | 9840190949.1449 | 19887758634.227 | 0 | 19.4002 | 29.7279 | 0 | 0 | 1 | 4 | 0 | NoCut,Lim | 10 | 49.1281
Chile | prm15_wcost_re6_c2p1_t1 | 3560609600.3919 | 9803679660.3091 | 42870.0596 | 14.8951 | 13.3643 | 0 | 0 | 1 | 6 | 0 | NoCut,Lim | 10 | 28.2595
Uruguay | prm15_wcost_re7_c2p1_t1 | 272807588.166 | 469486974.7764 | 15352624.2602 | 4.6732 | 0.75765 | 0 | 0 | 1 | 7 | 0 | NoCut,Lim | 10 | 5.4308
Region-wide | prm15_wcost_re12_c2p1_t1 | 47523689648.4539 | 100163091970.321 | 12611245.5951 | 157.4614 | 147.6994 | 0 | 0 | 1 | 12 | 1 | NoCut,Lim | 11 | 305.1607
Region-wide | prm15_wcost_re13_c2p1_t1 | 48724573270.9338 | 107069218054.606 | 15742943.7227 | 153.0342 | 155.8095 | 0 | 0 | 1 | 13 | 1 | NoCut,Lim | 11 | 308.8438
Argentina | prm15_wcost_re1_c2p1_t1 | 9568553479.9714 | 18885474411.2134 | 0 | 22.452 | 28.454 | 0 | 0 | 1 | 1 | 0 | NoCut,Lim | 10 | 50.9061
Chile | prm15_wcost_re4_c2p1_t1 | 3553503558.9873 | 9817297237.531 | 1068885.4842 | 14.0466 | 13.3719 | 0 | 0 | 1 | 4 | 0 | NoCut,Lim | 10 | 27.4185
Uruguay | prm15_wcost_re6_c2p1_t1 | 267384436.6373 | 409256053.817 | 9033246.6908 | 4.2055 | 0.68567 | 0 | 0 | 1 | 6 | 0 | NoCut,Lim | 10 | 4.8911
Region-wide | prm15_wcost_re14_c2p1_t1 | 47680640422.986 | 101135216805.912 | 16452294.7331 | 157.7234 | 148.8323 | 0 | 0 | 1 | 14 | 1 | NoCut,Lim | 11 | 306.5557
Chile | prm15_wcost_re13_c2p1_t1 | 3912334299.5672 | 11499202696.3507 | 4.4547e-09 | 10.8005 | 15.4115 | 0 | 0 | 1 | 13 | 1 | NoCut,Lim | 11 | 26.212
Argentina | prm15_wcost_re5_c2p1_t1 | 9893120223.6666 | 20046944191.2438 | 0 | 22.3001 | 29.9401 | 0 | 0 | 1 | 5 | 0 | NoCut,Lim | 10 | 52.2401
Argentina | prm15_wcost_re19_c2p1_t1 | 10153033413.8955 | 20929361489.918 | 0 | 20.0937 | 31.0824 | 0 | 0 | 1 | 19 | 1 | NoCut,Lim | 11 | 51.176
Region-wide | prm15_wcost_re15_c2p1_t1 | 47213811861.852 | 97881373012.0058 | 13009937.1958 | 158.8746 | 145.1082 | 0 | 0 | 1 | 15 | 1 | NoCut,Lim | 11 | 303.9828
Chile | prm15_wcost_re11_c2p1_t1 | 3907063002.3983 | 11243242043.615 | 0 | 12.5679 | 15.1503 | 0 | 0 | 1 | 11 | 1 | NoCut,Lim | 11 | 27.7182
Paraguay | prm15_wcost_re16_c2p1_tn | 2296776113.37 | 22877532.9036 | 136530 | 1.8708 | 2.3198 | 0 | 0 | 0 | 16 | 1 | NoCut,Full | 1 | 4.1906
Chile | prm15_wcost_re6_c2p1_tn | 3670116231.7358 | 10215302870.159 | 61005.7065 | 13.7231 | 13.8855 | 0 | 0 | 0 | 6 | 0 | NoCut,Full | 0 | 27.6085
Chile | prm15_wcost_re19_c2p1_tn | 3911333638.0927 | 11495369579.2604 | 0 | 11.0208 | 15.4067 | 0 | 0 | 0 | 19 | 1 | NoCut,Full | 1 | 26.4275
Chile | prm15_wcost_re18_c2p1_tn | 3911171444.3174 | 11485811475.4462 | 4.4547e-09 | 10.9676 | 15.397 | 0 | 0 | 0 | 18 | 1 | NoCut,Full | 1 | 26.3646
Chile | prm15_wcost_re8_c2p1_tn | 3631794336.0907 | 10157263869.5228 | 794234.4902 | 12.2748 | 13.7899 | 0 | 0 | 0 | 8 | 0 | NoCut,Full | 0 | 26.0647
Chile | prm15_wcost_re3_c2p1_tn | 3627820261.0986 | 10144210750.4321 | 841565.4161 | 13.7439 | 13.7729 | 0 | 0 | 0 | 3 | 0 | NoCut,Full | 0 | 27.5168
Chile | prm15_wcost_re5_c2p1_tn | 3640708104.9365 | 10159046282.8344 | 407671.4438 | 12.59 | 13.8002 | 0 | 0 | 0 | 5 | 0 | NoCut,Full | 0 | 26.3901
Paraguay | prm15_wcost_re14_c2p1_tn | 2297027335.77 | 23855850.9036 | 136530 | 1.2482 | 2.321 | 0 | 0 | 0 | 14 | 1 | NoCut,Full | 1 | 3.5692
Chile | prm15_wcost_re1_c2p1_tn | 3590775850.1028 | 9868910853.2407 | 35911.1897 | 14.1614 | 13.4597 | 0 | 0 | 0 | 1 | 0 | NoCut,Full | 0 | 27.6211
Paraguay | prm15_wcost_re13_c2p1_tn | 2296965559.77 | 23615280.9036 | 136530 | 1.3725 | 2.3207 | 0 | 0 | 0 | 13 | 1 | NoCut,Full | 1 | 3.6933
Chile | prm15_wcost_re20_c2p1_tn | 3908019341.0165 | 11203021318.7449 | 4.4547e-09 | 11.4062 | 15.111 | 0 | 0 | 0 | 20 | 1 | NoCut,Full | 1 | 26.5173
Chile | prm15_wcost_re4_c2p1_tn | 3635269656.7269 | 10147289680.179 | 452723.9503 | 13.6636 | 13.783 | 0 | 0 | 0 | 4 | 0 | NoCut,Full | 0 | 27.4466
Paraguay | prm15_wcost_re10_c2p1_tn | 2296524890.97 | 21899214.9036 | 136530 | 1.4205 | 2.3186 | 0 | 0 | 0 | 10 | 0 | NoCut,Full | 0 | 3.739
Paraguay | prm15_wcost_re12_c2p1_tn | 2296965559.77 | 23615280.9036 | 136530 | 1.3289 | 2.3207 | 0 | 0 | 0 | 12 | 1 | NoCut,Full | 1 | 3.6496
Chile | prm15_wcost_re2_c2p1_tn | 3643985793.6063 | 10168131772.7764 | 343669.047 | 13.858 | 13.8125 | 0 | 0 | 0 | 2 | 0 | NoCut,Full | 0 | 27.6705
Paraguay | prm15_wcost_re11_c2p1_tn | 2296712278.17 | 22628943.9036 | 136530 | 1.8138 | 2.3195 | 0 | 0 | 0 | 11 | 1 | NoCut,Full | 1 | 4.1333
Paraguay | prm15_wcost_re15_c2p1_tn | 2296903783.77 | 23374710.9036 | 136530 | 1.2834 | 2.3204 | 0 | 0 | 0 | 15 | 1 | NoCut,Full | 1 | 3.6039
Chile | prm15_wcost_re7_c2p1_tn | 3644465092.6095 | 10155382228.1822 | 366349.947 | 13.8993 | 13.8002 | 0 | 0 | 0 | 7 | 0 | NoCut,Full | 0 | 27.6995
Chile | prm15_wcost_re9_c2p1_tn | 3629961946.522 | 10150941283.2669 | 816040.523 | 12.3229 | 13.7817 | 0 | 0 | 0 | 9 | 0 | NoCut,Full | 0 | 26.1046
Paraguay | prm15_wcost_re18_c2p1_tn | 2296965559.77 | 23615280.9036 | 136530 | 1.3725 | 2.3207 | 0 | 0 | 0 | 18 | 1 | NoCut,Full | 1 | 3.6932
Uruguay | prm15_wcost_re7_c2p1_tn | 275899159.3704 | 493220027.5475 | 10894761.7801 | 3.8034 | 0.78001 | 0.081355 | 0 | 0 | 7 | 0 | NoCut,Full | 0 | 4.6647
Uruguay | prm15_wcost_re8_c2p1_tn | 276575628.9969 | 492025898.9768 | 10257977.1549 | 2.3141 | 0.77886 | 0.33783 | 0 | 0 | 8 | 0 | NoCut,Full | 0 | 3.4308
Uruguay | prm15_wcost_re9_c2p1_tn | 276377858.2007 | 488798862.4724 | 10114062.3125 | 2.7823 | 0.77529 | 0.33785 | 0 | 0 | 9 | 0 | NoCut,Full | 0 | 3.8954
Region-wide | prm15_wcost_re10_c2p1_tn | 44071453594.188 | 76187628598.5644 | 2811586.7768 | 166.3424 | 120.2619 | 0 | 0 | 0 | 10 | 0 | NoCut,Full | 0 | 286.6043
Region-wide | prm15_wcost_re11_c2p1_tn | 45504252066.0339 | 85454701244.224 | 1934552.4721 | 158.1924 | 130.9609 | 0.0008835 | 0 | 0 | 11 | 1 | NoCut,Full | 1 | 289.1542
Region-wide | prm15_wcost_re12_c2p1_tn | 47135043231.5357 | 96104127288.0727 | 1557352.2875 | 152.3799 | 143.2407 | 0.54168 | 0 | 0 | 12 | 1 | NoCut,Full | 1 | 296.1623
Region-wide | prm15_wcost_re13_c2p1_tn | 48749339097.1119 | 105320665499.85 | 2083149.6538 | 144.5761 | 154.0721 | 0.92772 | 0 | 0 | 13 | 1 | NoCut,Full | 1 | 299.576
Region-wide | prm15_wcost_re14_c2p1_tn | 47577203627.6909 | 98130361788.6834 | 1919358.0214 | 151.0713 | 145.7095 | 0.70888 | 0 | 0 | 14 | 1 | NoCut,Full | 1 | 297.4897
Region-wide | prm15_wcost_re15_c2p1_tn | 46636018401.9149 | 92333149919.4689 | 2635036.9453 | 155.8342 | 138.9718 | 0.16747 | 0 | 0 | 15 | 1 | NoCut,Full | 1 | 294.9735
Region-wide | prm15_wcost_re16_c2p1_tn | 45769032310.0295 | 86820307437.2938 | 1829635.2765 | 158.6376 | 132.5912 | 0.031396 | 0 | 0 | 16 | 1 | NoCut,Full | 1 | 291.2601
Uruguay | prm15_wcost_re6_c2p1_tn | 277394143.9515 | 518246882.1732 | 7382264.745 | 3.8628 | 0.80302 | 0.009316 | 0 | 0 | 6 | 0 | NoCut,Full | 0 | 4.6751
Region-wide | prm15_wcost_re17_c2p1_tn | 46353411489.005 | 90090552334.9976 | 2587849.066 | 157.6295 | 136.4466 | 0.1399 | 0 | 0 | 17 | 1 | NoCut,Full | 1 | 294.2159
Region-wide | prm15_wcost_re19_c2p1_tn | 48604072883.6037 | 104103766444.313 | 2002633.1684 | 145.5586 | 152.7098 | 0.93086 | 0 | 0 | 19 | 1 | NoCut,Full | 1 | 299.1993
Region-wide | prm15_wcost_re1_c2p1_tn | 44018813100.1728 | 74679698599.1975 | 8592329.4294 | 167.1724 | 118.7071 | 0 | 0 | 0 | 1 | 0 | NoCut,Full | 0 | 285.8795
Region-wide | prm15_wcost_re20_c2p1_tn | 45083208276.7812 | 82971970111.1762 | 1497204.4667 | 160.2397 | 128.0567 | 0.00073994 | 0 | 0 | 20 | 1 | NoCut,Full | 1 | 288.2971
Region-wide | prm15_wcost_re2_c2p1_tn | 46002911068.3199 | 87184682738.2137 | 11832973.5869 | 157.8726 | 133.1994 | 0.32125 | 0 | 0 | 2 | 0 | NoCut,Full | 0 | 291.3933
Region-wide | prm15_wcost_re3_c2p1_tn | 46656955948.0321 | 92115580147.9613 | 10403513.2732 | 153.4589 | 138.7829 | 0.78408 | 0 | 0 | 3 | 0 | NoCut,Full | 0 | 293.0259
Region-wide | prm15_wcost_re4_c2p1_tn | 46283315545.5903 | 89255578866.7808 | 11488876.2691 | 155.9844 | 135.5504 | 0.54127 | 0 | 0 | 4 | 0 | NoCut,Full | 0 | 292.0761
Region-wide | prm15_wcost_re5_c2p1_tn | 45894404266.8979 | 86582649302.8767 | 12053558.8886 | 158.1194 | 132.4891 | 0.18398 | 0 | 0 | 5 | 0 | NoCut,Full | 0 | 290.7925
Region-wide | prm15_wcost_re6_c2p1_tn | 45179795249.4409 | 82333885805.0034 | 7579800.4515 | 161.1641 | 127.5213 | 0.018632 | 0 | 0 | 6 | 0 | NoCut,Full | 0 | 288.704
Region-wide | prm15_wcost_re7_c2p1_tn | 45889856096.679 | 86492197163.0158 | 11397641.7271 | 157.803 | 132.3935 | 0.16271 | 0 | 0 | 7 | 0 | NoCut,Full | 0 | 290.3592
Region-wide | prm15_wcost_re8_c2p1_tn | 46502760978.7249 | 90816500646.9238 | 11188741.645 | 154.7186 | 137.3305 | 0.67566 | 0 | 0 | 8 | 0 | NoCut,Full | 0 | 292.7247
Region-wide | prm15_wcost_re18_c2p1_tn | 48360760403.7891 | 102437608383.024 | 1976270.557 | 147.1976 | 150.8003 | 0.93112 | 0 | 0 | 18 | 1 | NoCut,Full | 1 | 298.9291
Uruguay | prm15_wcost_re5_c2p1_tn | 276664223.7421 | 500067378.9452 | 11509357.4448 | 3.8975 | 0.78824 | 0.09199 | 0 | 0 | 5 | 0 | NoCut,Full | 0 | 4.7777
Uruguay | prm15_wcost_re4_c2p1_tn | 275313866.2338 | 485279370.4567 | 10899622.3188 | 2.624 | 0.77149 | 0.27064 | 0 | 0 | 4 | 0 | NoCut,Full | 0 | 3.6661
Uruguay | prm15_wcost_re3_c2p1_tn | 277439432.8126 | 505045349.7622 | 9425417.8571 | 2.0127 | 0.79191 | 0.39204 | 0 | 0 | 3 | 0 | NoCut,Full | 0 | 3.1967
Paraguay | prm15_wcost_re19_c2p1_tn | 2296965559.77 | 23615280.9036 | 136530 | 1.3647 | 2.3207 | 0 | 0 | 0 | 19 | 1 | NoCut,Full | 1 | 3.6855
Paraguay | prm15_wcost_re1_c2p1_tn | 2296461055.77 | 21650625.9036 | 136530 | 1.1785 | 2.3182 | 0 | 0 | 0 | 1 | 0 | NoCut,Full | 0 | 3.4968
Paraguay | prm15_wcost_re20_c2p1_tn | 2296643655.33 | 22361710.7286 | 136530 | 1.8848 | 2.3191 | 0 | 0 | 0 | 20 | 1 | NoCut,Full | 1 | 4.2039
Paraguay | prm15_wcost_re2_c2p1_tn | 2296716396.57 | 22644981.9036 | 136530 | 1.238 | 2.3195 | 0 | 0 | 0 | 2 | 0 | NoCut,Full | 0 | 3.5575
Paraguay | prm15_wcost_re3_c2p1_tn | 2296778172.57 | 22885551.9036 | 136530 | 0.97733 | 2.3198 | 0 | 0 | 0 | 3 | 0 | NoCut,Full | 0 | 3.2971
Paraguay | prm15_wcost_re4_c2p1_tn | 2296778172.57 | 22885551.9036 | 136530 | 1.1105 | 2.3198 | 0 | 0 | 0 | 4 | 0 | NoCut,Full | 0 | 3.4303
Paraguay | prm15_wcost_re5_c2p1_tn | 2296716396.57 | 22644981.9036 | 136530 | 1.1567 | 2.3195 | 0 | 0 | 0 | 5 | 0 | NoCut,Full | 0 | 3.4762
Paraguay | prm15_wcost_re6_c2p1_tn | 2296524890.97 | 21899214.9036 | 136530 | 1.195 | 2.3186 | 0 | 0 | 0 | 6 | 0 | NoCut,Full | 0 | 3.5136
Paraguay | prm15_wcost_re7_c2p1_tn | 2296530553.77 | 21921267.1536 | 136530 | 1.1912 | 2.3186 | 0 | 0 | 0 | 7 | 0 | NoCut,Full | 0 | 3.5098
Paraguay | prm15_wcost_re8_c2p1_tn | 2296778172.57 | 22885551.9036 | 136530 | 1.005 | 2.3198 | 0 | 0 | 0 | 8 | 0 | NoCut,Full | 0 | 3.3248
Paraguay | prm15_wcost_re9_c2p1_tn | 2296778172.57 | 22885551.9036 | 136530 | 1.1724 | 2.3198 | 0 | 0 | 0 | 9 | 0 | NoCut,Full | 0 | 3.4922
Uruguay | prm15_wcost_re10_c2p1_tn | 276214025.2571 | 506505619.3663 | 2607595.4862 | 4.131 | 0.78533 | 0 | 0 | 0 | 10 | 0 | NoCut,Full | 0 | 4.9163
Uruguay | prm15_wcost_re11_c2p1_tn | 278623525.3204 | 540928293.5967 | 1798022.4721 | 3.6837 | 0.82135 | 0.00044175 | 0 | 0 | 11 | 1 | NoCut,Full | 1 | 4.5055
Uruguay | prm15_wcost_re12_c2p1_tn | 282636170.5834 | 584692705.4393 | 1420822.2875 | 2.5034 | 0.86875 | 0.27084 | 0 | 0 | 12 | 1 | NoCut,Full | 1 | 3.643
Uruguay | prm15_wcost_re14_c2p1_tn | 283578501.8261 | 585100935.3547 | 1782828.0214 | 2.6048 | 0.87046 | 0.35444 | 0 | 0 | 14 | 1 | NoCut,Full | 1 | 3.8297
Uruguay | prm15_wcost_re15_c2p1_tn | 285264990.3952 | 632333912.5461 | 2498506.9453 | 3.9663 | 0.9201 | 0.083737 | 0 | 0 | 15 | 1 | NoCut,Full | 1 | 4.9702
Uruguay | prm15_wcost_re16_c2p1_tn | 277855062.3314 | 532126625.3013 | 1693105.2765 | 3.6816 | 0.81167 | 0.015698 | 0 | 0 | 16 | 1 | NoCut,Full | 1 | 4.5089
Uruguay | prm15_wcost_re17_c2p1_tn | 282028386.5998 | 594275507.7351 | 2451319.066 | 3.5403 | 0.87876 | 0.069951 | 0 | 0 | 17 | 1 | NoCut,Full | 1 | 4.489
Uruguay | prm15_wcost_re18_c2p1_tn | 280187159.1966 | 533806894.5444 | 1839740.557 | 2.098 | 0.81583 | 0.46556 | 0 | 0 | 18 | 1 | NoCut,Full | 1 | 3.3794
Uruguay | prm15_wcost_re19_c2p1_tn | 279975051.9751 | 530550993.9388 | 1866103.1684 | 1.5998 | 0.81239 | 0.46543 | 0 | 0 | 19 | 1 | NoCut,Full | 1 | 2.8776
Uruguay | prm15_wcost_re1_c2p1_tn | 275059162.2641 | 488001112.4589 | 8419888.2398 | 4.6067 | 0.77148 | 0 | 0 | 0 | 1 | 0 | NoCut,Full | 0 | 5.3782
Uruguay | prm15_wcost_re20_c2p1_tn | 278260350.4601 | 533933744.8707 | 1360674.4667 | 3.6478 | 0.81355 | 0.00036997 | 0 | 0 | 20 | 1 | NoCut,Full | 1 | 4.4618
Uruguay | prm15_wcost_re2_c2p1_tn | 275528158.4218 | 486499716.5924 | 11352774.5399 | 3.1866 | 0.77338 | 0.16063 | 0 | 0 | 2 | 0 | NoCut,Full | 0 | 4.1207
Paraguay | prm15_wcost_re17_c2p1_tn | 2296776113.37 | 22877532.9036 | 136530 | 1.2959 | 2.3198 | 0 | 0 | 0 | 17 | 1 | NoCut,Full | 1 | 3.6157
Uruguay | prm15_wcost_re13_c2p1_tn | 280537304.3398 | 539333575.3483 | 1946619.6538 | 2.1147 | 0.82182 | 0.46386 | 0 | 0 | 13 | 1 | NoCut,Full | 1 | 3.4004
Region-wide | prm15_wcost_re9_c2p1_tn | 46491311723.9626 | 90803911187.9647 | 11066632.8355 | 154.8876 | 137.3063 | 0.6757 | 0 | 0 | 9 | 0 | NoCut,Full | 0 | 292.8696
Brazil | prm15_wcost_re13_c2p1_tn | 31356626315.6933 | 69798142024.0804 | 0 | 110.3663 | 101.1548 | 0 | 0 | 0 | 13 | 1 | NoCut,Full | 1 | 211.5211
Brazil | prm15_wcost_re20_c2p1_tn | 29086402277.4557 | 52485243256.588 | 0 | 118.5834 | 81.5716 | 0 | 0 | 0 | 20 | 1 | NoCut,Full | 1 | 200.155
Chile | prm15_wcost_re11_c2p1_tn | 3907744775.7971 | 11215981167.3171 | 6.6821e-09 | 11.388 | 15.1237 | 0 | 0 | 0 | 11 | 1 | NoCut,Full | 1 | 26.5117
Brazil | prm15_wcost_re5_c2p1_tn | 29471842462.0732 | 54751810588.4878 | 0 | 118.691 | 84.2237 | 0 | 0 | 0 | 5 | 0 | NoCut,Full | 0 | 202.9147
Brazil | prm15_wcost_re12_c2p1_tn | 30633454532.1897 | 63722157259.0833 | 0 | 113.0651 | 94.3556 | 0 | 0 | 0 | 12 | 1 | NoCut,Full | 1 | 207.4208
Argentina | prm15_wcost_re19_c2p1_tn | 10900357862.0623 | 23437869738.6307 | 0 | 20.0836 | 34.3382 | 0.46543 | 0 | 0 | 19 | 1 | NoCut,Full | 1 | 54.8873
Brazil | prm15_wcost_re11_c2p1_tn | 29356216781.4467 | 54433607685.1328 | 1.7244e-08 | 118.247 | 83.7898 | 0 | 0 | 0 | 11 | 1 | NoCut,Full | 1 | 202.0368
Chile | prm15_wcost_re10_c2p1_tn | 3685836934.8989 | 10230724392.7794 | 67461.2906 | 12.5738 | 13.9166 | 0 | 0 | 0 | 10 | 0 | NoCut,Full | 0 | 26.4904
Brazil | prm15_wcost_re2_c2p1_tn | 29462721618.499 | 54997519803.849 | 0 | 118.6337 | 84.4602 | 0 | 0 | 0 | 2 | 0 | NoCut,Full | 0 | 203.0939
Argentina | prm15_wcost_re1_c2p1_tn | 9832477541.4999 | 19698396460.2573 | 0 | 24.2527 | 29.5309 | 0 | 0 | 0 | 1 | 0 | NoCut,Full | 0 | 53.7835
Brazil | prm15_wcost_re9_c2p1_tn | 29940839188.7511 | 58554935071.475 | 0 | 116.6478 | 88.4958 | 0 | 0 | 0 | 9 | 0 | NoCut,Full | 0 | 205.1436
Argentina | prm15_wcost_re20_c2p1_tn | 9513882652.5188 | 18727410080.2439 | 0 | 24.7174 | 28.2413 | 0.00036997 | 0 | 0 | 20 | 1 | NoCut,Full | 1 | 52.9591
Brazil | prm15_wcost_re10_c2p1_tn | 28234300393.3804 | 46515375569.2893 | 0 | 122.4163 | 74.7497 | 0 | 0 | 0 | 10 | 0 | NoCut,Full | 0 | 197.166
Argentina | prm15_wcost_re2_c2p1_tn | 10323959101.2227 | 21509886463.0922 | 0 | 20.9563 | 31.8338 | 0.16063 | 0 | 0 | 2 | 0 | NoCut,Full | 0 | 52.9507
Brazil | prm15_wcost_re8_c2p1_tn | 29936413132.1789 | 58511201093.4378 | 0 | 115.6827 | 88.4476 | 0 | 0 | 0 | 8 | 0 | NoCut,Full | 0 | 204.1303
Brazil | prm15_wcost_re3_c2p1_tn | 30098866379.8609 | 59806302193.7304 | 5.2882e-08 | 114.6392 | 89.9052 | 0 | 0 | 0 | 3 | 0 | NoCut,Full | 0 | 204.5444
Argentina | prm15_wcost_re9_c2p1_tn | 10347354557.9187 | 21586350418.8467 | 0 | 21.9623 | 31.9337 | 0.33785 | 0 | 0 | 9 | 0 | NoCut,Full | 0 | 54.2338
Argentina | prm15_wcost_re3_c2p1_tn | 10356051701.69 | 21637136302.1329 | 0 | 22.0858 | 31.9932 | 0.39204 | 0 | 0 | 3 | 0 | NoCut,Full | 0 | 54.471
Brazil | prm15_wcost_re17_c2p1_tn | 29995140036.52 | 58115187095.7356 | 0 | 119.204 | 88.1103 | 0 | 0 | 0 | 17 | 1 | NoCut,Full | 1 | 207.3144
Brazil | prm15_wcost_re7_c2p1_tn | 29388220582.8839 | 54495973474.8566 | 0 | 118.6968 | 83.8842 | 0 | 0 | 0 | 7 | 0 | NoCut,Full | 0 | 202.581
Argentina | prm15_wcost_re4_c2p1_tn | 10332104163.2336 | 21555372297.3507 | 0 | 21.0524 | 31.8875 | 0.27064 | 0 | 0 | 4 | 0 | NoCut,Full | 0 | 53.2105
Brazil | prm15_wcost_re4_c2p1_tn | 29743849686.826 | 57044751966.8907 | 0 | 117.5338 | 86.7886 | 0 | 0 | 0 | 4 | 0 | NoCut,Full | 0 | 204.3224
Argentina | prm15_wcost_re5_c2p1_tn | 10208473079.576 | 21149080070.7055 | 0 | 21.7842 | 31.3576 | 0.09199 | 0 | 0 | 5 | 0 | NoCut,Full | 0 | 53.2337
Brazil | prm15_wcost_re6_c2p1_tn | 28980201433.7928 | 51342268110.011 | 0 | 118.1581 | 80.3225 | 0 | 0 | 0 | 6 | 0 | NoCut,Full | 0 | 198.4806
Argentina | prm15_wcost_re8_c2p1_tn | 10361199708.8884 | 21633124233.0827 | 0 | 23.442 | 31.9943 | 0.33783 | 0 | 0 | 8 | 0 | NoCut,Full | 0 | 55.7741
Argentina | prm15_wcost_re6_c2p1_tn | 9955558548.9908 | 20236168727.7565 | 0 | 24.2251 | 30.1917 | 0.009316 | 0 | 0 | 6 | 0 | NoCut,Full | 0 | 54.4262
Argentina | prm15_wcost_re17_c2p1_tn | 9871109555.2414 | 20021151599.204 | 0 | 21.1804 | 29.8923 | 0.069951 | 0 | 0 | 17 | 1 | NoCut,Full | 1 | 51.1426
Chile | prm15_wcost_re12_c2p1_tn | 3908493629.9152 | 11315530418.0986 | 4.4547e-09 | 11.2583 | 15.224 | 0 | 0 | 0 | 12 | 1 | NoCut,Full | 1 | 26.4824
Argentina | prm15_wcost_re18_c2p1_tn | 10828720978.0239 | 23146216801.2261 | 0 | 20.0448 | 33.9749 | 0.46556 | 0 | 0 | 18 | 1 | NoCut,Full | 1 | 54.4853
Brazil | prm15_wcost_re19_c2p1_tn | 31215440771.7035 | 68616360851.5798 | 0 | 111.4896 | 99.8318 | 0 | 0 | 0 | 19 | 1 | NoCut,Full | 1 | 211.3214
Argentina | prm15_wcost_re10_c2p1_tn | 9578577349.6817 | 18913123802.2256 | 0 | 25.8008 | 28.4917 | 0 | 0 | 0 | 10 | 0 | NoCut,Full | 0 | 54.2925
Brazil | prm15_wcost_re18_c2p1_tn | 31043715262.4811 | 67248157930.9039 | 0 | 112.7148 | 98.2919 | 0 | 0 | 0 | 18 | 1 | NoCut,Full | 1 | 211.0067
Chile | prm15_wcost_re16_c2p1_tn | 3907702983.4871 | 11278258622.546 | 8.9094e-09 | 11.1806 | 15.186 | 0 | 0 | 0 | 16 | 1 | NoCut,Full | 1 | 26.3665
Argentina | prm15_wcost_re11_c2p1_tn | 9664954705.2996 | 19241555154.2737 | 0 | 23.0599 | 28.9065 | 0.00044175 | 0 | 0 | 11 | 1 | NoCut,Full | 1 | 51.9669
Brazil | prm15_wcost_re16_c2p1_tn | 29565499862.2271 | 55537833172.0211 | 0 | 117.6121 | 85.1033 | 0 | 0 | 0 | 16 | 1 | NoCut,Full | 1 | 202.7154
Argentina | prm15_wcost_re12_c2p1_tn | 10013493339.0773 | 20458131624.5478 | 0 | 24.2242 | 30.4716 | 0.27084 | 0 | 0 | 12 | 1 | NoCut,Full | 1 | 54.9667
Chile | prm15_wcost_re15_c2p1_tn | 3908284873.4805 | 11334476517.551 | 1.322e-08 | 11.0292 | 15.2428 | 0 | 0 | 0 | 15 | 1 | NoCut,Full | 1 | 26.2719
Brazil | prm15_wcost_re15_c2p1_tn | 30255856827.9461 | 60257896669.1791 | 0 | 117.4918 | 90.5138 | 0 | 0 | 0 | 15 | 1 | NoCut,Full | 1 | 208.0055
Chile | prm15_wcost_re17_c2p1_tn | 3908357397.2738 | 11337060599.4192 | 4.4547e-09 | 12.4088 | 15.2454 | 0 | 0 | 0 | 17 | 1 | NoCut,Full | 1 | 27.6542
Argentina | prm15_wcost_re13_c2p1_tn | 10903181177.9456 | 23456096000.5397 | 0 | 19.8368 | 34.3593 | 0.46386 | 0 | 0 | 13 | 1 | NoCut,Full | 1 | 54.6599
Chile | prm15_wcost_re14_c2p1_tn | 3909041353.819 | 11361299206.7679 | 0 | 11.2819 | 15.2703 | 0 | 0 | 0 | 14 | 1 | NoCut,Full | 1 | 26.5522
Argentina | prm15_wcost_re14_c2p1_tn | 10299507398.0384 | 21405971284.8108 | 0 | 21.6777 | 31.7055 | 0.35444 | 0 | 0 | 14 | 1 | NoCut,Full | 1 | 53.7376
Argentina | prm15_wcost_re7_c2p1_tn | 10284740708.0452 | 21325700165.2758 | 0 | 20.2124 | 31.6104 | 0.081355 | 0 | 0 | 7 | 0 | NoCut,Full | 0 | 51.9042
Brazil | prm15_wcost_re14_c2p1_tn | 30788049038.2374 | 64754134510.8463 | 0 | 114.2588 | 95.5422 | 0 | 0 | 0 | 14 | 1 | NoCut,Full | 1 | 209.801
Argentina | prm15_wcost_re16_c2p1_tn | 9721198288.6139 | 19449211484.5217 | 0 | 24.2925 | 29.1704 | 0.015698 | 0 | 0 | 16 | 1 | NoCut,Full | 1 | 53.4787
Brazil | prm15_wcost_re1_c2p1_tn | 28024039490.536 | 44602739547.337 | 0 | 122.9731 | 72.6268 | 0 | 0 | 0 | 1 | 0 | NoCut,Full | 0 | 195.5999
Chile | prm15_wcost_re13_c2p1_tn | 3912028739.3632 | 11503478618.9783 | 0 | 10.8858 | 15.4155 | 0 | 0 | 0 | 13 | 1 | NoCut,Full | 1 | 26.3013
Argentina | prm15_wcost_re15_c2p1_tn | 9889707926.3231 | 20085068109.289 | 0 | 22.0635 | 29.9748 | 0.083737 | 0 | 0 | 15 | 1 | NoCut,Full | 1 | 52.122
Argentina | prm15_wcost_re8_c2p1_co2_cut90p_t1 | 5948740111.151 | 5465682255.3117 | 33514661.6708 | 47.6329 | 11.4479 | 0 | 1 | 1 | 8 | 0 | 90%Cut,Lim | 110 | 59.0808
Paraguay | prm15_wcost_re8_c2p1_co2_cut90p_t1 | 2303478467.7528 | 61017751.0256 | 4784863.1418 | 3.1161 | 2.3693 | 0 | 1 | 1 | 8 | 0 | 90%Cut,Lim | 110 | 5.4854
Uruguay | prm15_wcost_re2_c2p1_co2_cut90p_t1 | 261987415.3566 | 373827456.8305 | 3231623.6784 | 5.2154 | 0.63905 | 0 | 1 | 1 | 2 | 0 | 90%Cut,Lim | 110 | 5.8545
Brazil | prm15_wcost_re13_c2p1_co2_cut90p_t1 | 27921687780.4866 | 27488647365.4265 | 62820237.6051 | 193.74 | 55.4732 | 0 | 1 | 1 | 13 | 1 | 90%Cut,Lim | 111 | 249.2131
Brazil | prm15_wcost_re17_c2p1_co2_cut90p_t1 | 25408803631.3506 | 24302913488.2771 | 3721324.6972 | 181.5164 | 49.7154 | 0 | 1 | 1 | 17 | 1 | 90%Cut,Lim | 111 | 231.2319
Paraguay | prm15_wcost_re9_c2p1_co2_cut90p_t1 | 2302679059.3337 | 56588215.2915 | 4313338.5397 | 3.11 | 2.3636 | 0 | 1 | 1 | 9 | 0 | 90%Cut,Lim | 110 | 5.4736
Uruguay | prm15_wcost_re20_c2p1_co2_cut90p_t1 | 262118054.8798 | 406823955.2981 | 2173554.921 | 5.0286 | 0.67112 | 0 | 1 | 1 | 20 | 1 | 90%Cut,Lim | 111 | 5.6997
Argentina | prm15_wcost_re9_c2p1_co2_cut90p_t1 | 5934963068.554 | 5409986109.1829 | 30397547.6479 | 46.2083 | 11.3753 | 0 | 1 | 1 | 9 | 0 | 90%Cut,Lim | 110 | 57.5836
Brazil | prm15_wcost_re14_c2p1_co2_cut90p_t1 | 27497325188.532 | 25376755307.3947 | 7908050.1018 | 189.319 | 52.882 | 0 | 1 | 1 | 14 | 1 | 90%Cut,Lim | 111 | 242.201
Uruguay | prm15_wcost_re1_c2p1_co2_cut90p_t1 | 262524426.1178 | 392419150.2095 | 2180583.8081 | 4.8906 | 0.65712 | 0 | 1 | 1 | 1 | 0 | 90%Cut,Lim | 110 | 5.5478
Uruguay | prm15_wcost_re15_c2p1_co2_cut90p_t1 | 264374619.9072 | 398149251.4019 | 1447753.6139 | 5.8812 | 0.66397 | 0 | 1 | 1 | 15 | 1 | 90%Cut,Lim | 111 | 6.5451
Uruguay | prm15_wcost_re10_c2p1_co2_cut90p_t1 | 261829370.0062 | 377450009.8127 | 1827851.833 | 4.9311 | 0.64111 | 0 | 1 | 1 | 10 | 0 | 90%Cut,Lim | 110 | 5.5722
Uruguay | prm15_wcost_re12_c2p1_co2_cut90p_t1 | 264022484.5252 | 387021648.4131 | 1447753.6139 | 5.4771 | 0.65249 | 0 | 1 | 1 | 12 | 1 | 90%Cut,Lim | 111 | 6.1296
Brazil | prm15_wcost_re16_c2p1_co2_cut90p_t1 | 24819541415.6333 | 23287519767.0084 | 0 | 176.0988 | 48.1071 | 0 | 1 | 1 | 16 | 1 | 90%Cut,Lim | 111 | 224.2059
Brazil | prm15_wcost_re10_c2p1_co2_cut90p_t1 | 24661034453.2243 | 22393261878.6889 | 0 | 165.7103 | 47.0543 | 0 | 1 | 1 | 10 | 0 | 90%Cut,Lim | 110 | 212.7646
Uruguay | prm15_wcost_re19_c2p1_co2_cut90p_t1 | 262943084.1384 | 380336867.8563 | 1447753.6139 | 4.776 | 0.64473 | 0 | 1 | 1 | 19 | 1 | 90%Cut,Lim | 111 | 5.4207
Uruguay | prm15_wcost_re16_c2p1_co2_cut90p_t1 | 264194445.5485 | 413950309.9733 | 1540136.2888 | 5.4109 | 0.67968 | 0 | 1 | 1 | 16 | 1 | 90%Cut,Lim | 111 | 6.0906
Brazil | prm15_wcost_re12_c2p1_co2_cut90p_t1 | 26475600858.6445 | 25089421705.3208 | 3373617.8238 | 183.9624 | 51.5684 | 0 | 1 | 1 | 12 | 1 | 90%Cut,Lim | 111 | 235.5307
Uruguay | prm15_wcost_re18_c2p1_co2_cut90p_t1 | 263143802.71 | 381342184.7898 | 1535566.9382 | 5.958 | 0.64602 | 0 | 1 | 1 | 18 | 1 | 90%Cut,Lim | 111 | 6.604
Uruguay | prm15_wcost_re11_c2p1_co2_cut90p_t1 | 261715264.1982 | 395790974.9722 | 1654701.3808 | 5.6199 | 0.65916 | 0 | 1 | 1 | 11 | 1 | 90%Cut,Lim | 111 | 6.2791
Brazil | prm15_wcost_re11_c2p1_co2_cut90p_t1 | 24743302531.2943 | 22885297156.6433 | 0 | 174.2466 | 47.6286 | 0 | 1 | 1 | 11 | 1 | 90%Cut,Lim | 111 | 221.8751
Uruguay | prm15_wcost_re17_c2p1_co2_cut90p_t1 | 264367085.3175 | 399151296.3479 | 1447753.6139 | 5.8156 | 0.66497 | 0 | 1 | 1 | 17 | 1 | 90%Cut,Lim | 111 | 6.4806
Brazil | prm15_wcost_re15_c2p1_co2_cut90p_t1 | 26195876834.8781 | 24714377493.0116 | 7582593.6435 | 180.0682 | 50.9178 | 0 | 1 | 1 | 15 | 1 | 90%Cut,Lim | 111 | 230.986
Uruguay | prm15_wcost_re13_c2p1_co2_cut90p_t1 | 263077184.5221 | 379369702.411 | 1363613.9399 | 5.8585 | 0.64381 | 0 | 1 | 1 | 13 | 1 | 90%Cut,Lim | 111 | 6.5023
Uruguay | prm15_wcost_re14_c2p1_co2_cut90p_t1 | 263280353.6891 | 383465236.4074 | 1447753.6139 | 4.5683 | 0.64819 | 0 | 1 | 1 | 14 | 1 | 90%Cut,Lim | 111 | 5.2165
Argentina | prm15_wcost_re4_c2p1_co2_cut90p_t1 | 5918086798.2694 | 5358931201.4509 | 10044197.2647 | 47.7911 | 11.2871 | 0 | 1 | 1 | 4 | 0 | 90%Cut,Lim | 110 | 59.0781
Argentina | prm15_wcost_re7_c2p1_co2_cut90p_t1 | 5945935226.2296 | 5758070940.5955 | 10034218.6639 | 44.4793 | 11.714 | 0 | 1 | 1 | 7 | 0 | 90%Cut,Lim | 110 | 56.1933
Argentina | prm15_wcost_re17_c2p1_co2_cut90p_t1 | 5900145129.4446 | 5325197881.2787 | 89626702.8418 | 45.6679 | 11.315 | 0 | 1 | 1 | 17 | 1 | 90%Cut,Lim | 111 | 56.9829
Region-wide | prm15_wcost_re19_c2p1_co2_cut90p_t1 | 38487147859.6076 | 37431511920.8829 | 310560315.849 | 283.6515 | 76.2292 | 0 | 1 | 1 | 19 | 1 | 90%Cut,Lim | 111 | 359.8808
Region-wide | prm15_wcost_re1_c2p1_co2_cut90p_t1 | 35511996013.8103 | 33836271077.6718 | 361261762.3659 | 246.3774 | 69.7095 | 0 | 1 | 1 | 1 | 0 | 90%Cut,Lim | 110 | 316.0869
Argentina | prm15_wcost_re16_c2p1_co2_cut90p_t1 | 5953917062.5911 | 5545573036.5375 | 108474981.4271 | 44.9073 | 11.608 | 0 | 1 | 1 | 16 | 1 | 90%Cut,Lim | 111 | 56.5153
Region-wide | prm15_wcost_re20_c2p1_co2_cut90p_t1 | 35649436060.4706 | 34685365875.485 | 261907542.2049 | 253.0565 | 70.5967 | 0 | 1 | 1 | 20 | 1 | 90%Cut,Lim | 111 | 323.6532
Argentina | prm15_wcost_re15_c2p1_co2_cut90p_t1 | 5861979999.1038 | 5172449107.4504 | 84593171.9118 | 49.7665 | 11.119 | 0 | 1 | 1 | 15 | 1 | 90%Cut,Lim | 111 | 60.8855
Region-wide | prm15_wcost_re2_c2p1_co2_cut90p_t1 | 36208281501.6692 | 35573382686.1351 | 461867184.3121 | 258.1441 | 72.2435 | 0 | 1 | 1 | 2 | 0 | 90%Cut,Lim | 110 | 330.3876
Region-wide | prm15_wcost_re3_c2p1_co2_cut90p_t1 | 38290115513.6757 | 36779566696.1311 | 647989875.5505 | 267.24 | 75.7177 | 0 | 1 | 1 | 3 | 0 | 90%Cut,Lim | 110 | 342.9576
Region-wide | prm15_wcost_re18_c2p1_co2_cut90p_t1 | 38594048073.178 | 37702229592.4762 | 307582063.0807 | 282.3287 | 76.6039 | 0 | 1 | 1 | 18 | 1 | 90%Cut,Lim | 111 | 358.9325
Argentina | prm15_wcost_re14_c2p1_co2_cut90p_t1 | 5807471805.5389 | 4951885016.0571 | 69139263.5399 | 48.9563 | 10.8285 | 0 | 1 | 1 | 14 | 1 | 90%Cut,Lim | 111 | 59.7848
Argentina | prm15_wcost_re13_c2p1_co2_cut90p_t1 | 5830432599.8336 | 4855784510.4892 | 37305330.7036 | 52.8377 | 10.7235 | 0 | 1 | 1 | 13 | 1 | 90%Cut,Lim | 111 | 63.5613
Region-wide | prm15_wcost_re5_c2p1_co2_cut90p_t1 | 35858006715.4181 | 35257122988.5077 | 463197853.5798 | 256.017 | 71.5783 | 0 | 1 | 1 | 5 | 0 | 90%Cut,Lim | 110 | 327.5954
Region-wide | prm15_wcost_re6_c2p1_co2_cut90p_t1 | 35520823676.0743 | 34105508654.0921 | 420378952.6996 | 249.7059 | 70.0467 | 0 | 1 | 1 | 6 | 0 | 90%Cut,Lim | 110 | 319.7526
Argentina | prm15_wcost_re12_c2p1_co2_cut90p_t1 | 5850994376.3115 | 5126642037.1716 | 82777570.6856 | 49.1563 | 11.0604 | 0 | 1 | 1 | 12 | 1 | 90%Cut,Lim | 111 | 60.2167
Region-wide | prm15_wcost_re7_c2p1_co2_cut90p_t1 | 35708268333.8222 | 34408538452.7902 | 520230176.5244 | 255.3612 | 70.637 | 0 | 1 | 1 | 7 | 0 | 90%Cut,Lim | 110 | 325.9982
Argentina | prm15_wcost_re11_c2p1_co2_cut90p_t1 | 5889075259.5763 | 5581309811.9599 | 125628731.3281 | 42.206 | 11.596 | 0 | 1 | 1 | 11 | 1 | 90%Cut,Lim | 111 | 53.802
Region-wide | prm15_wcost_re8_c2p1_co2_cut90p_t1 | 38164666980.5782 | 36053277969.3317 | 680000998.0344 | 264.5388 | 74.8979 | 0 | 1 | 1 | 8 | 0 | 90%Cut,Lim | 110 | 339.4367
Region-wide | prm15_wcost_re9_c2p1_co2_cut90p_t1 | 38067841641.4953 | 35845758696.1426 | 584914249.1629 | 265.3651 | 74.4985 | 0 | 1 | 1 | 9 | 0 | 90%Cut,Lim | 110 | 339.8636
Region-wide | prm15_wcost_re4_c2p1_co2_cut90p_t1 | 37107410585.3059 | 35511283400.1051 | 554302970.2669 | 260.7409 | 73.173 | 0 | 1 | 1 | 4 | 0 | 90%Cut,Lim | 110 | 333.9139
Argentina | prm15_wcost_re18_c2p1_co2_cut90p_t1 | 5829243758.8269 | 5000181583.8259 | 52659358.4985 | 46.5599 | 10.8821 | 0 | 1 | 1 | 18 | 1 | 90%Cut,Lim | 111 | 57.442
Region-wide | prm15_wcost_re17_c2p1_co2_cut90p_t1 | 36309147122.5579 | 35873854274.1964 | 273838081.8798 | 267.5382 | 72.4568 | 0 | 1 | 1 | 17 | 1 | 90%Cut,Lim | 111 | 339.995
Region-wide | prm15_wcost_re16_c2p1_co2_cut90p_t1 | 35781318984.1172 | 35159223649.9999 | 261952635.2325 | 260.1187 | 71.2025 | 0 | 1 | 1 | 16 | 1 | 90%Cut,Lim | 111 | 331.3212
Uruguay | prm15_wcost_re4_c2p1_co2_cut90p_t1 | 262444051.1798 | 383648467.0903 | 4437273.8229 | 5.2834 | 0.65053 | 0 | 1 | 1 | 4 | 0 | 90%Cut,Lim | 110 | 5.9339
Uruguay | prm15_wcost_re5_c2p1_co2_cut90p_t1 | 262821418.8559 | 377495355.4732 | 3183367.4 | 5.1695 | 0.6435 | 0 | 1 | 1 | 5 | 0 | 90%Cut,Lim | 110 | 5.813
Argentina | prm15_wcost_re6_c2p1_co2_cut90p_t1 | 5900033266.4595 | 5885772862.7962 | 21098366.3667 | 44.0714 | 11.8069 | 0 | 1 | 1 | 6 | 0 | 90%Cut,Lim | 110 | 55.8783
Uruguay | prm15_wcost_re6_c2p1_co2_cut90p_t1 | 262989394.0158 | 393721035.6097 | 2387376.5418 | 5.4554 | 0.6591 | 0 | 1 | 1 | 6 | 0 | 90%Cut,Lim | 110 | 6.1145
Argentina | prm15_wcost_re5_c2p1_co2_cut90p_t1 | 5901606532.4772 | 5634964662.918 | 15582364.6087 | 48.3567 | 11.5522 | 0 | 1 | 1 | 5 | 0 | 90%Cut,Lim | 110 | 59.9089
Uruguay | prm15_wcost_re7_c2p1_co2_cut90p_t1 | 261963251.2764 | 384808734.1669 | 3703449.3962 | 5.6838 | 0.65048 | 0 | 1 | 1 | 7 | 0 | 90%Cut,Lim | 110 | 6.3343
Uruguay | prm15_wcost_re8_c2p1_co2_cut90p_t1 | 263516228.2637 | 389108612.5821 | 5193420.0183 | 5.9167 | 0.65782 | 0 | 1 | 1 | 8 | 0 | 90%Cut,Lim | 110 | 6.5745
Uruguay | prm15_wcost_re9_c2p1_co2_cut90p_t1 | 263354766.3185 | 380685895.2836 | 4520825.9583 | 5.9354 | 0.64856 | 0 | 1 | 1 | 9 | 0 | 90%Cut,Lim | 110 | 6.5839
Argentina | prm15_wcost_re3_c2p1_co2_cut90p_t1 | 5969875712.2232 | 5485073396.8071 | 40168671.2808 | 44.9391 | 11.4951 | 0 | 1 | 1 | 3 | 0 | 90%Cut,Lim | 110 | 56.4342
Region-wide | prm15_wcost_re10_c2p1_co2_cut90p_t1 | 35481100668.2328 | 34351781797.5846 | 322338239.0281 | 244.177 | 70.1552 | 0 | 1 | 1 | 10 | 0 | 90%Cut,Lim | 110 | 314.3322
Region-wide | prm15_wcost_re11_c2p1_co2_cut90p_t1 | 35663295588.4151 | 34866730922.9891 | 262546832.1649 | 255.2563 | 70.7926 | 0 | 1 | 1 | 11 | 1 | 90%Cut,Lim | 111 | 326.0489
Argentina | prm15_wcost_re2_c2p1_co2_cut90p_t1 | 5915849949.3103 | 5512822401.6335 | 9968579.0735 | 44.9028 | 11.4386 | 0 | 1 | 1 | 2 | 0 | 90%Cut,Lim | 110 | 56.3414
Region-wide | prm15_wcost_re12_c2p1_co2_cut90p_t1 | 37308903711.1094 | 36311369957.8102 | 272364803.343 | 272.2804 | 73.8926 | 0 | 1 | 1 | 12 | 1 | 90%Cut,Lim | 111 | 346.1731
Argentina | prm15_wcost_re20_c2p1_co2_cut90p_t1 | 5952282599.2737 | 5636551908.3293 | 132005977.3458 | 43.0051 | 11.7208 | 0 | 1 | 1 | 20 | 1 | 90%Cut,Lim | 111 | 54.7259
Region-wide | prm15_wcost_re13_c2p1_co2_cut90p_t1 | 38681634502.8186 | 38127631027.0733 | 342075234.4823 | 286.9657 | 77.1513 | 0 | 1 | 1 | 13 | 1 | 90%Cut,Lim | 111 | 364.117
Region-wide | prm15_wcost_re14_c2p1_co2_cut90p_t1 | 38275324939.3455 | 36440730052.946 | 293910448.6182 | 276.1817 | 75.01 | 0 | 1 | 1 | 14 | 1 | 90%Cut,Lim | 111 | 351.1916
Argentina | prm15_wcost_re1_c2p1_co2_cut90p_t1 | 5928536962.5859 | 5990826228.3205 | 20733003.6814 | 43.1224 | 11.9401 | 0 | 1 | 1 | 1 | 0 | 90%Cut,Lim | 110 | 55.0625
Region-wide | prm15_wcost_re15_c2p1_co2_cut90p_t1 | 37046102314.9882 | 36062255913.2154 | 275074512.75 | 268.9676 | 73.3834 | 0 | 1 | 1 | 15 | 1 | 90%Cut,Lim | 111 | 342.351
Argentina | prm15_wcost_re19_c2p1_co2_cut90p_t1 | 5818792727.2012 | 4844171774.4728 | 57755209.3433 | 51.6638 | 10.7207 | 0 | 1 | 1 | 19 | 1 | 90%Cut,Lim | 111 | 62.3845
Uruguay | prm15_wcost_re3_c2p1_co2_cut90p_t1 | 263057441.3769 | 380320333.7838 | 5167490.9761 | 4.5098 | 0.64855 | 0 | 1 | 1 | 3 | 0 | 90%Cut,Lim | 110 | 5.1583
Brazil | prm15_wcost_re18_c2p1_co2_cut90p_t1 | 27812573851.2325 | 26774693565.8109 | 25814422.4174 | 194.5992 | 54.6131 | 0 | 1 | 1 | 18 | 1 | 90%Cut,Lim | 111 | 249.2123
Chile | prm15_wcost_re18_c2p1_co2_cut90p_t1 | 2382169632.5874 | 5466928937.0178 | 224308101.4752 | 31.8419 | 8.0734 | 0 | 1 | 1 | 18 | 1 | 90%Cut,Lim | 111 | 39.9153
Paraguay | prm15_wcost_re7_c2p1_co2_cut90p_t1 | 2303404961.6763 | 61202219.1579 | 4894865.2406 | 3.0019 | 2.3695 | 0 | 1 | 1 | 7 | 0 | 90%Cut,Lim | 110 | 5.3714
Brazil | prm15_wcost_re9_c2p1_co2_cut90p_t1 | 27381161459.7826 | 25098017661.7647 | 131206339.9195 | 178.2653 | 52.6104 | 0 | 1 | 1 | 9 | 0 | 90%Cut,Lim | 110 | 230.8757
Paraguay | prm15_wcost_re11_c2p1_co2_cut90p_t1 | 2308877520.8099 | 94567948.2071 | 3527741.1648 | 3.0192 | 2.407 | 0 | 1 | 1 | 11 | 1 | 90%Cut,Lim | 111 | 5.4262
Paraguay | prm15_wcost_re12_c2p1_co2_cut90p_t1 | 2306817362.5385 | 82416808.7878 | 3096277.5043 | 3.2302 | 2.3923 | 0 | 1 | 1 | 12 | 1 | 90%Cut,Lim | 111 | 5.6226
Brazil | prm15_wcost_re8_c2p1_co2_cut90p_t1 | 27475204343.1493 | 25195484799.2638 | 211863871.2509 | 176.1818 | 52.8826 | 0 | 1 | 1 | 8 | 0 | 90%Cut,Lim | 110 | 229.0643
Paraguay | prm15_wcost_re13_c2p1_co2_cut90p_t1 | 2306959894.8462 | 78730734.1585 | 3244183.6983 | 3.3983 | 2.3889 | 0 | 1 | 1 | 13 | 1 | 90%Cut,Lim | 111 | 5.7873
Brazil | prm15_wcost_re7_c2p1_co2_cut90p_t1 | 24916771680.2853 | 22796675171.0973 | 27785875.1607 | 175.125 | 47.7412 | 0 | 1 | 1 | 7 | 0 | 90%Cut,Lim | 110 | 222.8663
Paraguay | prm15_wcost_re14_c2p1_co2_cut90p_t1 | 2306279340.9792 | 76944495.8414 | 2945973.3299 | 3.3077 | 2.3862 | 0 | 1 | 1 | 14 | 1 | 90%Cut,Lim | 111 | 5.6939
Paraguay | prm15_wcost_re15_c2p1_co2_cut90p_t1 | 2306899499.4183 | 82860265.9676 | 3162457.9047 | 3.2161 | 2.3929 | 0 | 1 | 1 | 15 | 1 | 90%Cut,Lim | 111 | 5.6091
Brazil | prm15_wcost_re6_c2p1_co2_cut90p_t1 | 24747477889.843 | 22220762870.072 | 0 | 168.1297 | 46.9682 | 0 | 1 | 1 | 6 | 0 | 90%Cut,Lim | 110 | 215.0979
Paraguay | prm15_wcost_re16_c2p1_co2_cut90p_t1 | 2307670508.4948 | 88204288.9831 | 3113063.0073 | 3.0918 | 2.399 | 0 | 1 | 1 | 16 | 1 | 90%Cut,Lim | 111 | 5.4907
Brazil | prm15_wcost_re5_c2p1_co2_cut90p_t1 | 25147209830.3202 | 23981958404.0583 | 42500534.5959 | 172.0798 | 49.1717 | 0 | 1 | 1 | 5 | 0 | 90%Cut,Lim | 110 | 221.2515
Paraguay | prm15_wcost_re17_c2p1_co2_cut90p_t1 | 2307053444.3949 | 83717629.5268 | 3166435.7813 | 3.1938 | 2.3939 | 0 | 1 | 1 | 17 | 1 | 90%Cut,Lim | 111 | 5.5877
Paraguay | prm15_wcost_re18_c2p1_co2_cut90p_t1 | 2306917027.8212 | 79083321.0319 | 3264613.7514 | 3.3697 | 2.3893 | 0 | 1 | 1 | 18 | 1 | 90%Cut,Lim | 111 | 5.7589
Brazil | prm15_wcost_re4_c2p1_co2_cut90p_t1 | 26423479315.6897 | 24604275962.728 | 110707797.3664 | 172.7962 | 51.1385 | 0 | 1 | 1 | 4 | 0 | 90%Cut,Lim | 110 | 223.9347
Paraguay | prm15_wcost_re19_c2p1_co2_cut90p_t1 | 2305958924.7528 | 74759957.7285 | 2971085.3685 | 3.3506 | 2.3837 | 0 | 1 | 1 | 19 | 1 | 90%Cut,Lim | 111 | 5.7343
Paraguay | prm15_wcost_re10_c2p1_co2_cut90p_t1 | 2300940337.4136 | 49788643.8448 | 1861502.3923 | 2.9119 | 2.3526 | 0 | 1 | 1 | 10 | 0 | 90%Cut,Lim | 110 | 5.2645
Chile | prm15_wcost_re10_c2p1_co2_cut90p_t1 | 2353399643.4893 | 5643023197.0408 | 291306161.943 | 27.7415 | 8.2877 | 0 | 1 | 1 | 10 | 0 | 90%Cut,Lim | 110 | 36.0292
Chile | prm15_wcost_re9_c2p1_co2_cut90p_t1 | 2185683287.5066 | 4900480814.6198 | 414476197.0976 | 31.8461 | 7.5006 | 0 | 1 | 1 | 9 | 0 | 90%Cut,Lim | 110 | 39.3467
Chile | prm15_wcost_re8_c2p1_co2_cut90p_t1 | 2173727830.2614 | 4941984551.1486 | 424644181.9525 | 31.6912 | 7.5404 | 0 | 1 | 1 | 8 | 0 | 90%Cut,Lim | 110 | 39.2316
Chile | prm15_wcost_re17_c2p1_co2_cut90p_t1 | 2428777832.0503 | 5762873978.7658 | 175875864.9456 | 31.3445 | 8.3675 | 0 | 1 | 1 | 17 | 1 | 90%Cut,Lim | 111 | 39.712
Chile | prm15_wcost_re19_c2p1_co2_cut90p_t1 | 2362396584.9366 | 5338329608.5376 | 221511741.6881 | 30.8275 | 7.9222 | 0 | 1 | 1 | 19 | 1 | 90%Cut,Lim | 111 | 38.7497
Chile | prm15_wcost_re1_c2p1_co2_cut90p_t1 | 2350669766.7157 | 5676130314.6117 | 336865113.0798 | 29.2606 | 8.3637 | 0 | 1 | 1 | 1 | 0 | 90%Cut,Lim | 110 | 37.6243
Chile | prm15_wcost_re16_c2p1_co2_cut90p_t1 | 2435995551.8496 | 5823976247.4976 | 148824454.5093 | 30.6099 | 8.4088 | 0 | 1 | 1 | 16 | 1 | 90%Cut,Lim | 111 | 39.0187
Chile | prm15_wcost_re20_c2p1_co2_cut90p_t1 | 2480362791.8455 | 5998794195.3853 | 123685584.5465 | 29.7591 | 8.6028 | 0 | 1 | 1 | 20 | 1 | 90%Cut,Lim | 111 | 38.362
Chile | prm15_wcost_re15_c2p1_co2_cut90p_t1 | 2416971361.6808 | 5694419795.3837 | 178288535.676 | 30.0356 | 8.2897 | 0 | 1 | 1 | 15 | 1 | 90%Cut,Lim | 111 | 38.3253
Chile | prm15_wcost_re2_c2p1_co2_cut90p_t1 | 2219223144.887 | 5116148123.2581 | 385896479.1408 | 27.5026 | 7.7213 | 0 | 1 | 1 | 2 | 0 | 90%Cut,Lim | 110 | 35.2239
Brazil | prm15_wcost_re3_c2p1_co2_cut90p_t1 | 27611287719.4462 | 26028008337.883 | 203537841.2653 | 182.3506 | 53.8428 | 0 | 1 | 1 | 3 | 0 | 90%Cut,Lim | 110 | 236.1934
Chile | prm15_wcost_re3_c2p1_co2_cut90p_t1 | 2142358039.9458 | 4824827147.5102 | 394316419.8643 | 32.3119 | 7.3615 | 0 | 1 | 1 | 3 | 0 | 90%Cut,Lim | 110 | 39.6734
Chile | prm15_wcost_re4_c2p1_co2_cut90p_t1 | 2200582320.0523 | 5106465122.8083 | 424677574.4963 | 31.7921 | 7.7317 | 0 | 1 | 1 | 4 | 0 | 90%Cut,Lim | 110 | 39.5239
Chile | prm15_wcost_re13_c2p1_co2_cut90p_t1 | 2359477043.1301 | 5325098714.5881 | 237341868.5354 | 31.1312 | 7.9219 | 0 | 1 | 1 | 13 | 1 | 90%Cut,Lim | 111 | 39.0531
Chile | prm15_wcost_re5_c2p1_co2_cut90p_t1 | 2243122043.7728 | 5202353866.6924 | 397211120.9928 | 27.3896 | 7.8427 | 0 | 1 | 1 | 5 | 0 | 90%Cut,Lim | 110 | 35.2323
Chile | prm15_wcost_re6_c2p1_co2_cut90p_t1 | 2307590803.8573 | 5547866975.1296 | 392364316.3609 | 29.0924 | 8.2478 | 0 | 1 | 1 | 6 | 0 | 90%Cut,Lim | 110 | 37.3402
Chile | prm15_wcost_re12_c2p1_co2_cut90p_t1 | 2411468629.0897 | 5625867758.1168 | 181669583.7153 | 30.4545 | 8.219 | 0 | 1 | 1 | 12 | 1 | 90%Cut,Lim | 111 | 38.6735
Chile | prm15_wcost_re7_c2p1_co2_cut90p_t1 | 2280193214.3545 | 5407781387.7725 | 473811768.0631 | 27.0712 | 8.1618 | 0 | 1 | 1 | 7 | 0 | 90%Cut,Lim | 110 | 35.233
Chile | prm15_wcost_re11_c2p1_co2_cut90p_t1 | 2460325012.5363 | 5909765031.2065 | 131735658.2911 | 30.1646 | 8.5018 | 0 | 1 | 1 | 11 | 1 | 90%Cut,Lim | 111 | 38.6664
Chile | prm15_wcost_re14_c2p1_co2_cut90p_t1 | 2400968250.6063 | 5651679997.2454 | 212469408.0327 | 30.0303 | 8.2651 | 0 | 1 | 1 | 14 | 1 | 90%Cut,Lim | 111 | 38.2954
Paraguay | prm15_wcost_re1_c2p1_co2_cut90p_t1 | 2300484649.7092 | 44290555.1194 | 1483061.7967 | 2.9884 | 2.3463 | 0 | 1 | 1 | 1 | 0 | 90%Cut,Lim | 110 | 5.3347
Argentina | prm15_wcost_re10_c2p1_co2_cut90p_t1 | 5903896864.0994 | 5888258068.1974 | 27342722.8597 | 42.8821 | 11.8195 | 0 | 1 | 1 | 10 | 0 | 90%Cut,Lim | 110 | 54.7016
Paraguay | prm15_wcost_re20_c2p1_co2_cut90p_t1 | 2310839894.0423 | 105416225.8829 | 4042425.3916 | 2.9215 | 2.4203 | 0 | 1 | 1 | 20 | 1 | 90%Cut,Lim | 111 | 5.3418
Paraguay | prm15_wcost_re5_c2p1_co2_cut90p_t1 | 2303246889.9919 | 60350699.3659 | 4720465.9825 | 3.0213 | 2.3683 | 0 | 1 | 1 | 5 | 0 | 90%Cut,Lim | 110 | 5.3896
Brazil | prm15_wcost_re1_c2p1_co2_cut90p_t1 | 24669780208.6815 | 21732604829.4107 | 0 | 166.1153 | 46.4024 | 0 | 1 | 1 | 1 | 0 | 90%Cut,Lim | 110 | 212.5177
Paraguay | prm15_wcost_re3_c2p1_co2_cut90p_t1 | 2303536600.6835 | 61337480.1469 | 4799452.164 | 3.1286 | 2.3697 | 0 | 1 | 1 | 3 | 0 | 90%Cut,Lim | 110 | 5.4983
Brazil | prm15_wcost_re20_c2p1_co2_cut90p_t1 | 24643832720.4291 | 22537779590.5894 | 0 | 172.3422 | 47.1816 | 0 | 1 | 1 | 20 | 1 | 90%Cut,Lim | 111 | 219.5238
Paraguay | prm15_wcost_re2_c2p1_co2_cut90p_t1 | 2302299631.3131 | 55075145.1384 | 4130473.5518 | 3.0585 | 2.3615 | 0 | 1 | 1 | 2 | 0 | 90%Cut,Lim | 110 | 5.42
Brazil | prm15_wcost_re2_c2p1_co2_cut90p_t1 | 25508921360.8022 | 24515509559.2747 | 58640028.8677 | 177.4648 | 50.0831 | 0 | 1 | 1 | 2 | 0 | 90%Cut,Lim | 110 | 227.5478
Paraguay | prm15_wcost_re6_c2p1_co2_cut90p_t1 | 2302732321.8986 | 57384910.4846 | 4528893.4302 | 2.9571 | 2.3646 | 0 | 1 | 1 | 6 | 0 | 90%Cut,Lim | 110 | 5.3217
Paraguay | prm15_wcost_re4_c2p1_co2_cut90p_t1 | 2302818100.1146 | 57962646.0275 | 4436127.3167 | 3.0781 | 2.3652 | 0 | 1 | 1 | 4 | 0 | 90%Cut,Lim | 110 | 5.4433
Brazil | prm15_wcost_re19_c2p1_co2_cut90p_t1 | 27737056538.5786 | 26793913712.2876 | 26874525.8352 | 193.0336 | 54.5578 | 0 | 1 | 1 | 19 | 1 | 90%Cut,Lim | 111 | 247.5915
Argentina | prm15_wcost_re16_c2p1_co2_cut90p_tn | 5666809952.9634 | 4888888323.1164 | 5567791.1078 | 50.723 | 10.5613 | 2.4571 | 1 | 0 | 16 | 1 | 90%Cut,Full | 101 | 63.7413
Chile | prm15_wcost_re13_c2p1_co2_cut90p_tn | 2185465084.8193 | 4404661537.6487 | 81160670.6995 | 20.65 | 6.6713 | 1.7678 | 1 | 0 | 13 | 1 | 90%Cut,Full | 101 | 29.0891
Paraguay | prm15_wcost_re5_c2p1_co2_cut90p_tn | 2295376457.97 | 17426951.7786 | 315208.5 | 4.4947 | 2.3131 | 0 | 1 | 0 | 5 | 0 | 90%Cut,Full | 100 | 6.8078
Region-wide | prm15_wcost_re1_c2p1_co2_cut90p_tn | 35516593804.4048 | 33156152889.9548 | 128390780.6084 | 230.7313 | 68.8011 | 3.6062 | 1 | 0 | 1 | 0 | 90%Cut,Full | 100 | 303.1386
Region-wide | prm15_wcost_re19_c2p1_co2_cut90p_tn | 37206555292.7398 | 35498337397.3348 | 93546473.9379 | 262.6241 | 72.7984 | 6.1403 | 1 | 0 | 19 | 1 | 90%Cut,Full | 101 | 341.5628
Chile | prm15_wcost_re4_c2p1_co2_cut90p_tn | 2132732426.4717 | 4400273088.9406 | 209693558.6209 | 20.7214 | 6.7427 | 1.3693 | 1 | 0 | 4 | 0 | 90%Cut,Full | 100 | 28.8334
Uruguay | prm15_wcost_re10_c2p1_co2_cut90p_tn | 258263784.6833 | 378350365.9919 | 1302312.6092 | 5.4982 | 0.63792 | 0 | 1 | 0 | 10 | 0 | 90%Cut,Full | 100 | 6.1361
Brazil | prm15_wcost_re11_c2p1_co2_cut90p_tn | 24791365770.3222 | 22522440979.4899 | 0 | 160.2566 | 47.3138 | 0.71256 | 1 | 0 | 11 | 1 | 90%Cut,Full | 101 | 208.283
Argentina | prm15_wcost_re17_c2p1_co2_cut90p_tn | 5783607501.4004 | 4938629885.3447 | 7070798.2232 | 50.9664 | 10.7293 | 2.7253 | 1 | 0 | 17 | 1 | 90%Cut,Full | 101 | 64.421
Brazil | prm15_wcost_re19_c2p1_co2_cut90p_tn | 26745148510.5173 | 26000445836.9624 | 27378114.3457 | 175.5211 | 52.773 | 1.2399 | 1 | 0 | 19 | 1 | 90%Cut,Full | 101 | 229.5339
Region-wide | prm15_wcost_re18_c2p1_co2_cut90p_tn | 37891020184.5313 | 35346277296.8635 | 98578754.6119 | 261.1266 | 73.3359 | 6.4028 | 1 | 0 | 18 | 1 | 90%Cut,Full | 101 | 340.8653
Chile | prm15_wcost_re12_c2p1_co2_cut90p_tn | 2311463069.7666 | 5021272888.6561 | 51718082.9962 | 17.6887 | 7.3845 | 1.7533 | 1 | 0 | 12 | 1 | 90%Cut,Full | 101 | 26.8264
Chile | prm15_wcost_re6_c2p1_co2_cut90p_tn | 2325757918.2918 | 5065919043.679 | 109109200.6286 | 22.3304 | 7.5008 | 1.245 | 1 | 0 | 6 | 0 | 90%Cut,Full | 100 | 31.0762
Region-wide | prm15_wcost_re17_c2p1_co2_cut90p_tn | 35768468059.1207 | 34177642058.4366 | 61109840.9225 | 248.2689 | 70.0072 | 5.4507 | 1 | 0 | 17 | 1 | 90%Cut,Full | 101 | 323.7268
Uruguay | prm15_wcost_re11_c2p1_co2_cut90p_tn | 259962479.7814 | 381447995.9572 | 542335.7074 | 5.2782 | 0.64195 | 0 | 1 | 0 | 11 | 1 | 90%Cut,Full | 101 | 5.9201
Argentina | prm15_wcost_re18_c2p1_co2_cut90p_tn | 5715713086.6955 | 4627323548.1329 | 2434355.3188 | 58.3246 | 10.3455 | 3.2014 | 1 | 0 | 18 | 1 | 90%Cut,Full | 101 | 71.8714
Brazil | prm15_wcost_re15_c2p1_co2_cut90p_tn | 25105528165.8567 | 23791305793.0074 | 1595442.8654 | 165.5053 | 48.8984 | 1.2689 | 1 | 0 | 15 | 1 | 90%Cut,Full | 101 | 215.6726
Region-wide | prm15_wcost_re16_c2p1_co2_cut90p_tn | 35615737487.0362 | 34100890283.8079 | 40695841.6967 | 241.6214 | 69.7573 | 4.9142 | 1 | 0 | 16 | 1 | 90%Cut,Full | 101 | 316.2929
Chile | prm15_wcost_re7_c2p1_co2_cut90p_tn | 2285432919.2074 | 4895368793.3302 | 140816681.9117 | 23.7937 | 7.3216 | 1.2618 | 1 | 0 | 7 | 0 | 90%Cut,Full | 100 | 32.3771
Chile | prm15_wcost_re11_c2p1_co2_cut90p_tn | 2542884461.7551 | 5756829204.2183 | 33144401.4837 | 19.5248 | 8.3329 | 1.5944 | 1 | 0 | 11 | 1 | 90%Cut,Full | 101 | 29.4521
Argentina | prm15_wcost_re19_c2p1_co2_cut90p_tn | 5705888469.6462 | 4629596176.5676 | 2104140.8057 | 56.0936 | 10.3376 | 3.0702 | 1 | 0 | 19 | 1 | 90%Cut,Full | 101 | 69.5013
Region-wide | prm15_wcost_re15_c2p1_co2_cut90p_tn | 35791159384.2633 | 34324532883.5707 | 58880767.8082 | 249.5417 | 70.1746 | 6.036 | 1 | 0 | 15 | 1 | 90%Cut,Full | 101 | 325.7523
Paraguay | prm15_wcost_re4_c2p1_co2_cut90p_tn | 2295455479.77 | 17734680.9036 | 256303.5 | 4.6782 | 2.3134 | 0 | 1 | 0 | 4 | 0 | 90%Cut,Full | 100 | 6.9917
Chile | prm15_wcost_re5_c2p1_co2_cut90p_tn | 2249973032.8675 | 4786637551.781 | 147175006.3005 | 20.6068 | 7.1838 | 1.2932 | 1 | 0 | 5 | 0 | 90%Cut,Full | 100 | 29.0837
Region-wide | prm15_wcost_re20_c2p1_co2_cut90p_tn | 35544587158.1443 | 33503564804.522 | 45092900.9827 | 236.6659 | 69.0932 | 4.1185 | 1 | 0 | 20 | 1 | 90%Cut,Full | 101 | 309.8777
Brazil | prm15_wcost_re16_c2p1_co2_cut90p_tn | 24886071242.9983 | 23197678447.4595 | 0 | 161.5242 | 48.0837 | 0.84473 | 1 | 0 | 16 | 1 | 90%Cut,Full | 101 | 210.4527
Chile | prm15_wcost_re3_c2p1_co2_cut90p_tn | 2128073754.2023 | 4297370184.7574 | 234099019.1971 | 23.7543 | 6.6595 | 1.3629 | 1 | 0 | 3 | 0 | 90%Cut,Full | 100 | 31.7768
Region-wide | prm15_wcost_re9_c2p1_co2_cut90p_tn | 35785632562.8372 | 34700976355.3583 | 298187521.6318 | 246.9061 | 70.7848 | 5.952 | 1 | 0 | 9 | 0 | 90%Cut,Full | 100 | 323.6429
Chile | prm15_wcost_re18_c2p1_co2_cut90p_tn | 2229577724.7845 | 4639822927.5743 | 63106980.6832 | 18.2713 | 6.9325 | 1.7646 | 1 | 0 | 18 | 1 | 90%Cut,Full | 101 | 26.9684
Argentina | prm15_wcost_re10_c2p1_co2_cut90p_tn | 5808649542.9847 | 5433276580.4335 | 0 | 45.834 | 11.2419 | 1.752 | 1 | 0 | 10 | 0 | 90%Cut,Full | 100 | 58.8279
Chile | prm15_wcost_re17_c2p1_co2_cut90p_tn | 2359898830.603 | 5235641076.449 | 51973910.4386 | 19.2981 | 7.6475 | 1.7079 | 1 | 0 | 17 | 1 | 90%Cut,Full | 101 | 28.6535
Region-wide | prm15_wcost_re8_c2p1_co2_cut90p_tn | 36593388925.4966 | 34671233451.4268 | 304628670.0083 | 245.8401 | 71.5693 | 6.0962 | 1 | 0 | 8 | 0 | 90%Cut,Full | 100 | 323.5056
Brazil | prm15_wcost_re18_c2p1_co2_cut90p_tn | 27390054123.1132 | 25697651524.931 | 31993878.0759 | 173.357 | 53.1197 | 1.3831 | 1 | 0 | 18 | 1 | 90%Cut,Full | 101 | 227.8598
Paraguay | prm15_wcost_re8_c2p1_co2_cut90p_tn | 2295516174.69 | 17971040.9286 | 256303.5 | 4.771 | 2.3137 | 0 | 1 | 0 | 8 | 0 | 90%Cut,Full | 100 | 7.0847
Argentina | prm15_wcost_re11_c2p1_co2_cut90p_tn | 5683944894.3569 | 4968889291.4605 | 11183112.2097 | 48.7668 | 10.664 | 2.307 | 1 | 0 | 11 | 1 | 90%Cut,Full | 101 | 61.7378
Region-wide | prm15_wcost_re7_c2p1_co2_cut90p_tn | 35581031082.9352 | 33658640481.2372 | 185546486.0627 | 237.8549 | 69.4252 | 4.2358 | 1 | 0 | 7 | 0 | 90%Cut,Full | 100 | 311.5159
Chile | prm15_wcost_re19_c2p1_co2_cut90p_tn | 2199250347.2555 | 4483899479.2976 | 62917487.2955 | 20.3844 | 6.7461 | 1.7755 | 1 | 0 | 19 | 1 | 90%Cut,Full | 101 | 28.906
Chile | prm15_wcost_re16_c2p1_co2_cut90p_tn | 2506025857.4659 | 5606067862.7733 | 34449184.8815 | 19.6189 | 8.1465 | 1.6124 | 1 | 0 | 16 | 1 | 90%Cut,Full | 101 | 29.3778
Brazil | prm15_wcost_re17_c2p1_co2_cut90p_tn | 25065974791.9182 | 23556396211.0914 | 1386266.5533 | 166.9823 | 48.6238 | 0.99933 | 1 | 0 | 17 | 1 | 90%Cut,Full | 101 | 216.6053
Region-wide | prm15_wcost_re6_c2p1_co2_cut90p_tn | 35557300032.4426 | 33438401072.4281 | 137173389.0138 | 233.0362 | 69.1329 | 4.0817 | 1 | 0 | 6 | 0 | 90%Cut,Full | 100 | 306.2508
Argentina | prm15_wcost_re15_c2p1_co2_cut90p_tn | 5775717774.0414 | 4930890407.7654 | 7168723.9301 | 54.5131 | 10.7138 | 3.018 | 1 | 0 | 15 | 1 | 90%Cut,Full | 101 | 68.2448
Chile | prm15_wcost_re1_c2p1_co2_cut90p_tn | 2346829477.6634 | 5178076205.059 | 102169293.8334 | 22.5617 | 7.6271 | 1.1993 | 1 | 0 | 1 | 0 | 90%Cut,Full | 100 | 31.3882
Paraguay | prm15_wcost_re6_c2p1_co2_cut90p_tn | 2295416901.164 | 17584446.9092 | 197398.5 | 3.3776 | 2.3132 | 0 | 1 | 0 | 6 | 0 | 90%Cut,Full | 100 | 5.6908
Region-wide | prm15_wcost_re5_c2p1_co2_cut90p_tn | 35658572389.4241 | 33968418218.8188 | 192846171.8097 | 238.4482 | 69.8198 | 4.6328 | 1 | 0 | 5 | 0 | 90%Cut,Full | 100 | 312.9008
Chile | prm15_wcost_re20_c2p1_co2_cut90p_tn | 2553896439.474 | 5795784274.7901 | 29399542.3487 | 20.9133 | 8.3791 | 1.6014 | 1 | 0 | 20 | 1 | 90%Cut,Full | 101 | 30.8938
Argentina | prm15_wcost_re13_c2p1_co2_cut90p_tn | 5720751799.5908 | 4626759201.7972 | 5139921.1389 | 58.2111 | 10.3527 | 3.4835 | 1 | 0 | 13 | 1 | 90%Cut,Full | 101 | 72.0473
Region-wide | prm15_wcost_re4_c2p1_co2_cut90p_tn | 35700241717.1802 | 34287058667.0507 | 250217415.4673 | 242.3309 | 70.2375 | 5.8783 | 1 | 0 | 4 | 0 | 90%Cut,Full | 100 | 318.4466
Chile | prm15_wcost_re15_c2p1_co2_cut90p_tn | 2349620448.0019 | 5148892935.5092 | 49437735.3054 | 19.3781 | 7.548 | 1.7262 | 1 | 0 | 15 | 1 | 90%Cut,Full | 101 | 28.6523
Paraguay | prm15_wcost_re9_c2p1_co2_cut90p_tn | 2295516972.63 | 17974148.2911 | 256303.5 | 5.1801 | 2.3137 | 0 | 1 | 0 | 9 | 0 | 90%Cut,Full | 100 | 7.4938
Region-wide | prm15_wcost_re3_c2p1_co2_cut90p_tn | 37574313142.2598 | 34727834540.1431 | 337420465.5012 | 247.7555 | 72.6396 | 6.1805 | 1 | 0 | 3 | 0 | 90%Cut,Full | 100 | 326.5756
Chile | prm15_wcost_re2_c2p1_co2_cut90p_tn | 2186661984.6508 | 4577231139.5741 | 183184622.6953 | 22.4242 | 6.9471 | 1.3494 | 1 | 0 | 2 | 0 | 90%Cut,Full | 100 | 30.7207
Argentina | prm15_wcost_re14_c2p1_co2_cut90p_tn | 5709425199.8114 | 4661126165.0883 | 4180895.6391 | 55.6953 | 10.3747 | 3.3951 | 1 | 0 | 14 | 1 | 90%Cut,Full | 101 | 69.4651
Chile | prm15_wcost_re14_c2p1_co2_cut90p_tn | 2277212466.1524 | 4904956558.5025 | 67572360.2053 | 18.1186 | 7.2497 | 1.7629 | 1 | 0 | 14 | 1 | 90%Cut,Full | 101 | 27.1312
Region-wide | prm15_wcost_re2_c2p1_co2_cut90p_tn | 35671016902.6995 | 34209023042.1429 | 206000472.1801 | 239.7521 | 70.086 | 5.2936 | 1 | 0 | 2 | 0 | 90%Cut,Full | 100 | 315.1318
Chile | prm15_wcost_re8_c2p1_co2_cut90p_tn | 2150574563.677 | 4407029860.2092 | 215351378.359 | 20.9548 | 6.773 | 1.3365 | 1 | 0 | 8 | 0 | 90%Cut,Full | 100 | 29.0643
Argentina | prm15_wcost_re12_c2p1_co2_cut90p_tn | 5743564826.5377 | 4796812074.5352 | 5520226.2441 | 54.4724 | 10.5459 | 3.1589 | 1 | 0 | 12 | 1 | 90%Cut,Full | 101 | 68.1772
Region-wide | prm15_wcost_re14_c2p1_co2_cut90p_tn | 36118607977.4484 | 34872248271.4126 | 80543526.357 | 255.823 | 71.0714 | 6.7902 | 1 | 0 | 14 | 1 | 90%Cut,Full | 101 | 333.6846
Uruguay | prm15_wcost_re12_c2p1_co2_cut90p_tn | 262346277.5905 | 397961456.8731 | 542335.7074 | 5.5762 | 0.66085 | 0.026729 | 1 | 0 | 12 | 1 | 90%Cut,Full | 101 | 6.2638
Argentina | prm15_wcost_re1_c2p1_co2_cut90p_tn | 5811448311.6783 | 5444126247.372 | 0 | 44.777 | 11.2556 | 1.8031 | 1 | 0 | 1 | 0 | 90%Cut,Full | 100 | 57.8357
Paraguay | prm15_wcost_re2_c2p1_co2_cut90p_tn | 2295387757.83 | 17470956.0411 | 256303.5 | 4.8406 | 2.3131 | 0 | 1 | 0 | 2 | 0 | 90%Cut,Full | 100 | 7.1537
Argentina | prm15_wcost_re6_c2p1_co2_cut90p_tn | 5792839163.3647 | 5373191573.4353 | 127270.5 | 46.1148 | 11.1662 | 2.0408 | 1 | 0 | 6 | 0 | 90%Cut,Full | 100 | 59.3218
Paraguay | prm15_wcost_re15_c2p1_co2_cut90p_tn | 2295487517.49 | 17859443.1786 | 136530 | 5.1569 | 2.3135 | 0 | 1 | 0 | 15 | 1 | 90%Cut,Full | 101 | 7.4704
Uruguay | prm15_wcost_re4_c2p1_co2_cut90p_tn | 257745217.79 | 355522034.7428 | 4937913.2532 | 6.033 | 0.61821 | 0 | 1 | 0 | 4 | 0 | 90%Cut,Full | 100 | 6.6512
Uruguay | prm15_wcost_re15_c2p1_co2_cut90p_tn | 264805478.8732 | 435584304.1101 | 542335.7074 | 4.9884 | 0.70093 | 0.022853 | 1 | 0 | 15 | 1 | 90%Cut,Full | 101 | 5.7122
Argentina | prm15_wcost_re7_c2p1_co2_cut90p_tn | 5774486645.8535 | 5276997151.3623 | 250435.5 | 46.8646 | 11.0517 | 2.1179 | 1 | 0 | 7 | 0 | 90%Cut,Full | 100 | 60.0342
Uruguay | prm15_wcost_re3_c2p1_co2_cut90p_tn | 255526830.9524 | 326118552.4159 | 5741721.3513 | 5.7068 | 0.58739 | 0.010795 | 1 | 0 | 3 | 0 | 90%Cut,Full | 100 | 6.305
Paraguay | prm15_wcost_re16_c2p1_co2_cut90p_tn | 2295622189.17 | 18383885.7786 | 136530 | 4.3439 | 2.3141 | 0 | 1 | 0 | 16 | 1 | 90%Cut,Full | 101 | 6.658
Brazil | prm15_wcost_re5_c2p1_co2_cut90p_tn | 25056836807.2199 | 23637857226.522 | 40393701.2779 | 159.527 | 48.7351 | 1.0232 | 1 | 0 | 5 | 0 | 90%Cut,Full | 100 | 209.2853
Uruguay | prm15_wcost_re2_c2p1_co2_cut90p_tn | 256404312.2886 | 346871432.7273 | 4199222.0585 | 5.438 | 0.60747 | 0 | 1 | 0 | 2 | 0 | 90%Cut,Full | 100 | 6.0455
Brazil | prm15_wcost_re12_c2p1_co2_cut90p_tn | 25223974844.3073 | 24386797801.9301 | 2033260.3895 | 169.1871 | 49.6128 | 1.3789 | 1 | 0 | 12 | 1 | 90%Cut,Full | 101 | 220.1788
Argentina | prm15_wcost_re8_c2p1_co2_cut90p_tn | 5881666587.1223 | 5281563419.7449 | 18517629.8155 | 50.9601 | 11.1817 | 3.0481 | 1 | 0 | 8 | 0 | 90%Cut,Full | 100 | 65.19
Paraguay | prm15_wcost_re17_c2p1_co2_cut90p_tn | 2295500494.9553 | 17909980.4234 | 136530 | 5.0295 | 2.3135 | 0 | 1 | 0 | 17 | 1 | 90%Cut,Full | 101 | 7.3431
Uruguay | prm15_wcost_re20_c2p1_co2_cut90p_tn | 259564363.7955 | 375963124.0809 | 542335.7074 | 5.2133 | 0.63607 | 0 | 1 | 0 | 20 | 1 | 90%Cut,Full | 101 | 5.8494
Brazil | prm15_wcost_re4_c2p1_co2_cut90p_tn | 25152540327.7582 | 24261240090.3159 | 28564072.4115 | 160.6402 | 49.4423 | 1.5699 | 1 | 0 | 4 | 0 | 90%Cut,Full | 100 | 211.6524
Paraguay | prm15_wcost_re20_c2p1_co2_cut90p_tn | 2295570194.37 | 18181406.0286 | 136530 | 4.0238 | 2.3139 | 0 | 1 | 0 | 20 | 1 | 90%Cut,Full | 101 | 6.3377
Argentina | prm15_wcost_re9_c2p1_co2_cut90p_tn | 5883636865.631 | 5328514460.4111 | 12788964.7786 | 51.208 | 11.2249 | 2.976 | 1 | 0 | 9 | 0 | 90%Cut,Full | 100 | 65.409
Uruguay | prm15_wcost_re1_c2p1_co2_cut90p_tn | 260001841.8677 | 391794812.1156 | 1225768.4674 | 4.8775 | 0.65302 | 0 | 1 | 0 | 1 | 0 | 90%Cut,Full | 100 | 5.5306
Paraguay | prm15_wcost_re18_c2p1_co2_cut90p_tn | 2295681313.95 | 18614131.3161 | 136530 | 5.5002 | 2.3144 | 0 | 1 | 0 | 18 | 1 | 90%Cut,Full | 101 | 7.8146
Uruguay | prm15_wcost_re16_c2p1_co2_cut90p_tn | 261208244.4386 | 389871764.68 | 542335.7074 | 5.4114 | 0.65162 | 0 | 1 | 0 | 16 | 1 | 90%Cut,Full | 101 | 6.0631
Uruguay | prm15_wcost_re19_c2p1_co2_cut90p_tn | 260588378.9807 | 365788500.9028 | 1010201.4909 | 5.1402 | 0.62739 | 0.054748 | 1 | 0 | 19 | 1 | 90%Cut,Full | 101 | 5.8224
Paraguay | prm15_wcost_re19_c2p1_co2_cut90p_tn | 2295679586.3401 | 18607403.6044 | 136530 | 5.4849 | 2.3144 | 0 | 1 | 0 | 19 | 1 | 90%Cut,Full | 101 | 7.7993
Brazil | prm15_wcost_re10_c2p1_co2_cut90p_tn | 24752944997.41 | 22079789440.4881 | 7311373.5754 | 153.9795 | 46.84 | 0.52439 | 1 | 0 | 10 | 0 | 90%Cut,Full | 100 | 201.344
Brazil | prm15_wcost_re3_c2p1_co2_cut90p_tn | 26997243720.47 | 24741554679.5893 | 78652344.0233 | 162.4975 | 51.8175 | 1.7166 | 1 | 0 | 3 | 0 | 90%Cut,Full | 100 | 216.0315
Uruguay | prm15_wcost_re18_c2p1_co2_cut90p_tn | 259993935.988 | 362865164.9092 | 907010.5339 | 5.6735 | 0.62377 | 0.053666 | 1 | 0 | 18 | 1 | 90%Cut,Full | 101 | 6.351
Brazil | prm15_wcost_re2_c2p1_co2_cut90p_tn | 25142567144.9109 | 24107854125.067 | 18109888.4264 | 156.4176 | 49.2685 | 1.2974 | 1 | 0 | 2 | 0 | 90%Cut,Full | 100 | 206.9835
Paraguay | prm15_wcost_re1_c2p1_co2_cut90p_tn | 2295316629.63 | 17193966.4161 | 136530 | 2.904 | 2.3126 | 0 | 1 | 0 | 1 | 0 | 90%Cut,Full | 100 | 5.2166
Uruguay | prm15_wcost_re5_c2p1_co2_cut90p_tn | 257107315.4755 | 349603109.826 | 4711820.2313 | 5.8985 | 0.61142 | 0 | 1 | 0 | 5 | 0 | 90%Cut,Full | 100 | 6.5099
Brazil | prm15_wcost_re6_c2p1_co2_cut90p_tn | 24882728273.5936 | 22589570228.0669 | 26296511.6816 | 156.0586 | 47.4986 | 0.79585 | 1 | 0 | 6 | 0 | 90%Cut,Full | 100 | 204.3531
Paraguay | prm15_wcost_re14_c2p1_co2_cut90p_tn | 2295483630.75 | 17844307.3161 | 136530 | 5.3258 | 2.3135 | 0 | 1 | 0 | 14 | 1 | 90%Cut,Full | 101 | 7.6393
Brazil | prm15_wcost_re13_c2p1_co2_cut90p_tn | 27772776449.9816 | 26457955234.9742 | 38866657.6821 | 174.8327 | 54.2696 | 1.6502 | 1 | 0 | 13 | 1 | 90%Cut,Full | 101 | 230.7525
Uruguay | prm15_wcost_re17_c2p1_co2_cut90p_tn | 263486440.2438 | 429064905.128 | 542335.7074 | 5.9926 | 0.69309 | 0.018091 | 1 | 0 | 17 | 1 | 90%Cut,Full | 101 | 6.7038
Region-wide | prm15_wcost_re13_c2p1_co2_cut90p_tn | 38234931234.253 | 35870938782.4455 | 126650505.2156 | 264.1909 | 74.2325 | 6.967 | 1 | 0 | 13 | 1 | 90%Cut,Full | 101 | 345.3905
Chile | prm15_wcost_re9_c2p1_co2_cut90p_tn | 2120545929.2431 | 4302139623.7215 | 225288151.9159 | 22.0247 | 6.648 | 1.3601 | 1 | 0 | 9 | 0 | 90%Cut,Full | 100 | 30.0328
Brazil | prm15_wcost_re1_c2p1_co2_cut90p_tn | 24802997543.5654 | 22124961658.992 | 24859188.3076 | 155.611 | 46.9528 | 0.60373 | 1 | 0 | 1 | 0 | 90%Cut,Full | 100 | 203.1676
Argentina | prm15_wcost_re20_c2p1_co2_cut90p_tn | 5684287272.8691 | 4965700778.7261 | 15014492.9266 | 46.345 | 10.665 | 2.0593 | 1 | 0 | 20 | 1 | 90%Cut,Full | 101 | 59.0692
Region-wide | prm15_wcost_re12_c2p1_co2_cut90p_tn | 35836834167.6121 | 34620694443.3231 | 59950435.3372 | 252.2236 | 70.5175 | 6.3178 | 1 | 0 | 12 | 1 | 90%Cut,Full | 101 | 329.0588
Brazil | prm15_wcost_re14_c2p1_co2_cut90p_tn | 25574442022.6988 | 24895049924.587 | 8111404.8051 | 171.0107 | 50.4776 | 1.601 | 1 | 0 | 14 | 1 | 90%Cut,Full | 101 | 223.0893
Paraguay | prm15_wcost_re10_c2p1_co2_cut90p_tn | 2295315857.43 | 17190959.2911 | 136530 | 3.0101 | 2.3126 | 0 | 1 | 0 | 10 | 0 | 90%Cut,Full | 100 | 5.3228
Brazil | prm15_wcost_re9_c2p1_co2_cut90p_tn | 25230992853.2171 | 24719891911.6874 | 53926930.0047 | 162.3188 | 50.0048 | 1.6126 | 1 | 0 | 9 | 0 | 90%Cut,Full | 100 | 213.9362
Region-wide | prm15_wcost_re11_c2p1_co2_cut90p_tn | 35573727028.3857 | 33647785870.0295 | 45006379.4008 | 237.9529 | 69.2665 | 4.614 | 1 | 0 | 11 | 1 | 90%Cut,Full | 101 | 311.8333
Paraguay | prm15_wcost_re3_c2p1_co2_cut90p_tn | 2295534390.03 | 18041975.6661 | 195435 | 5.1108 | 2.3138 | 0 | 1 | 0 | 3 | 0 | 90%Cut,Full | 100 | 7.4246
Argentina | prm15_wcost_re2_c2p1_co2_cut90p_tn | 5789995703.0192 | 5159595388.7334 | 250435.5 | 50.6318 | 10.9498 | 2.6468 | 1 | 0 | 2 | 0 | 90%Cut,Full | 100 | 64.2284
Uruguay | prm15_wcost_re13_c2p1_co2_cut90p_tn | 260263529.4844 | 362975716.5856 | 1346725.6951 | 4.7087 | 0.62459 | 0.065527 | 1 | 0 | 13 | 1 | 90%Cut,Full | 101 | 5.3988
Chile | prm15_wcost_re10_c2p1_co2_cut90p_tn | 2355847615.6759 | 5221879255.6746 | 99786291.8088 | 21.2018 | 7.6775 | 1.2276 | 1 | 0 | 10 | 0 | 90%Cut,Full | 100 | 30.1069
Region-wide | prm15_wcost_re10_c2p1_co2_cut90p_tn | 35471021798.1839 | 33130486601.8791 | 108536507.9933 | 229.5237 | 68.71 | 3.5039 | 1 | 0 | 10 | 0 | 90%Cut,Full | 100 | 301.7377
Brazil | prm15_wcost_re8_c2p1_co2_cut90p_tn | 26008856121.9816 | 24615862721.4292 | 64430467.7823 | 162.9858 | 50.6891 | 1.7075 | 1 | 0 | 8 | 0 | 90%Cut,Full | 100 | 215.3825
Argentina | prm15_wcost_re3_c2p1_co2_cut90p_tn | 5897934446.6051 | 5344749147.7145 | 18731945.9295 | 50.6861 | 11.2614 | 3.0903 | 1 | 0 | 3 | 0 | 90%Cut,Full | 100 | 65.0378
Uruguay | prm15_wcost_re9_c2p1_co2_cut90p_tn | 254939942.1159 | 332456211.2473 | 5927171.4326 | 6.1745 | 0.59332 | 0.0032695 | 1 | 0 | 9 | 0 | 90%Cut,Full | 100 | 6.7711
Paraguay | prm15_wcost_re7_c2p1_co2_cut90p_tn | 2295320859.57 | 17210438.7786 | 315208.5 | 3.9464 | 2.3128 | 0 | 1 | 0 | 7 | 0 | 90%Cut,Full | 100 | 6.2592
Uruguay | prm15_wcost_re8_c2p1_co2_cut90p_tn | 256775478.0258 | 348806409.1149 | 6072890.5515 | 6.1684 | 0.61165 | 0.0040155 | 1 | 0 | 8 | 0 | 90%Cut,Full | 100 | 6.784
Brazil | prm15_wcost_re20_c2p1_co2_cut90p_tn | 24751268887.6358 | 22347935220.8962 | 1.7307e-08 | 160.1705 | 47.0992 | 0.45788 | 1 | 0 | 20 | 1 | 90%Cut,Full | 101 | 207.7275
Argentina | prm15_wcost_re4_c2p1_co2_cut90p_tn | 5861768265.3902 | 5252288772.1478 | 6765567.6816 | 50.258 | 11.1208 | 2.9391 | 1 | 0 | 4 | 0 | 90%Cut,Full | 100 | 64.3179
Paraguay | prm15_wcost_re13_c2p1_co2_cut90p_tn | 2295674370.3768 | 18587091.4398 | 136530 | 5.7884 | 2.3144 | 0 | 1 | 0 | 13 | 1 | 90%Cut,Full | 101 | 8.1028
Uruguay | prm15_wcost_re7_c2p1_co2_cut90p_tn | 258795828.5417 | 369223017.7254 | 3818806.4063 | 5.3188 | 0.63184 | 0 | 1 | 0 | 7 | 0 | 90%Cut,Full | 100 | 5.9506
Brazil | prm15_wcost_re7_c2p1_co2_cut90p_tn | 24966994829.7625 | 23099841080.0407 | 40345353.7447 | 157.9315 | 48.1072 | 0.85611 | 1 | 0 | 7 | 0 | 90%Cut,Full | 100 | 206.8948
Uruguay | prm15_wcost_re14_c2p1_co2_cut90p_tn | 262044658.0358 | 393271315.9187 | 542335.7074 | 5.6726 | 0.65586 | 0.031275 | 1 | 0 | 14 | 1 | 90%Cut,Full | 101 | 6.3597
Argentina | prm15_wcost_re5_c2p1_co2_cut90p_tn | 5799278775.8912 | 5176893378.9112 | 250435.5 | 47.9213 | 10.9764 | 2.3164 | 1 | 0 | 5 | 0 | 90%Cut,Full | 100 | 61.2141
Uruguay | prm15_wcost_re6_c2p1_co2_cut90p_tn | 260557776.0284 | 392135780.3377 | 1443007.7036 | 5.1548 | 0.65414 | 0 | 1 | 0 | 6 | 0 | 90%Cut,Full | 100 | 5.8089
Paraguay | prm15_wcost_re11_c2p1_co2_cut90p_tn | 2295569422.17 | 18178398.9036 | 136530 | 4.1264 | 2.3139 | 0 | 1 | 0 | 11 | 1 | 90%Cut,Full | 101 | 6.4403
Paraguay | prm15_wcost_re12_c2p1_co2_cut90p_tn | 2295485149.41 | 17850221.3286 | 136530 | 5.2992 | 2.3135 | 0 | 1 | 0 | 12 | 1 | 90%Cut,Full | 101 | 7.6126

## Supp. Figure 4
sc_name | period | load_zone | Battery_new | twh | MtCO2 | emis_policy | exist_trd | op_char | fixed_pv | pol | group
prm15_wcost_re1_c2p1_t1 | 2050 | Argentina | 0 | 1.8089e-16 | 461.9752 | 0 | 1 | 1 | 0 | NoCut,Lim | 10
prm15_wcost_re12_c2p1_t1 | 2050 | Uruguay | 0.13549 | 1.1575 | 1.6518 | 0 | 1 | 12 | 1 | NoCut,Lim | 11
prm15_wcost_re1_c2p1_t1 | 2050 | Chile | 0 | 3.7191e-16 | 243.271 | 0 | 1 | 1 | 0 | NoCut,Lim | 10
prm15_wcost_re1_c2p1_t1 | 2050 | Paraguay | 3.552 | 2.2706 | 4.4319 | 0 | 1 | 1 | 0 | NoCut,Lim | 10
prm15_wcost_re1_c2p1_t1 | 2050 | Brazil | 0 | 14.2474 | 454.6869 | 0 | 1 | 1 | 0 | NoCut,Lim | 10
prm15_wcost_re1_c2p1_t1 | 2050 | Uruguay | 0.044283 | 1.1449 | 0.8262 | 0 | 1 | 1 | 0 | NoCut,Lim | 10
prm15_wcost_re2_c2p1_t1 | 2050 | Argentina | 0 | 1.2258e-16 | 487.3029 | 0 | 1 | 2 | 0 | NoCut,Lim | 10
prm15_wcost_re2_c2p1_t1 | 2050 | Brazil | 0 | 12.3435 | 581.7012 | 0 | 1 | 2 | 0 | NoCut,Lim | 10
prm15_wcost_re2_c2p1_t1 | 2050 | Chile | 0 | -5.547e-16 | 242.2565 | 0 | 1 | 2 | 0 | NoCut,Lim | 10
prm15_wcost_re2_c2p1_t1 | 2050 | Paraguay | 4.0175 | 1.7805 | 5.2182 | 0 | 1 | 2 | 0 | NoCut,Lim | 10
prm15_wcost_re2_c2p1_t1 | 2050 | Uruguay | 0.14578 | 0.91382 | 1.6183 | 0 | 1 | 2 | 0 | NoCut,Lim | 10
prm15_wcost_re3_c2p1_t1 | 2050 | Argentina | 0 | 1.1975e-16 | 486.8618 | 0 | 1 | 3 | 0 | NoCut,Lim | 10
prm15_wcost_re3_c2p1_t1 | 2050 | Brazil | 0 | 12.4927 | 642.869 | 0 | 1 | 3 | 0 | NoCut,Lim | 10
prm15_wcost_re3_c2p1_t1 | 2050 | Chile | 0 | 6.1893e-18 | 242.6554 | 0 | 1 | 3 | 0 | NoCut,Lim | 10
prm15_wcost_re3_c2p1_t1 | 2050 | Paraguay | 4.0175 | 1.7788 | 5.2182 | 0 | 1 | 3 | 0 | NoCut,Lim | 10
prm15_wcost_re3_c2p1_t1 | 2050 | Uruguay | 0.32211 | 0.67034 | 3.0872 | 0 | 1 | 3 | 0 | NoCut,Lim | 10
prm15_wcost_re4_c2p1_t1 | 2050 | Argentina | 0 | 1.2218e-16 | 486.6269 | 0 | 1 | 4 | 0 | NoCut,Lim | 10
prm15_wcost_re4_c2p1_t1 | 2050 | Brazil | 0 | 11.8465 | 589.7579 | 0 | 1 | 4 | 0 | NoCut,Lim | 10
prm15_wcost_re4_c2p1_t1 | 2050 | Chile | 0 | 3.3875e-16 | 242.1194 | 0 | 1 | 4 | 0 | NoCut,Lim | 10
prm15_wcost_re4_c2p1_t1 | 2050 | Paraguay | 4.0175 | 1.7757 | 5.2182 | 0 | 1 | 4 | 0 | NoCut,Lim | 10
prm15_wcost_re5_c2p1_t1 | 2050 | Argentina | 0 | -4.791e-17 | 490.4349 | 0 | 1 | 5 | 0 | NoCut,Lim | 10
prm15_wcost_re5_c2p1_t1 | 2050 | Brazil | 0 | 8.9098 | 570.1971 | 0 | 1 | 5 | 0 | NoCut,Lim | 10
prm15_wcost_re5_c2p1_t1 | 2050 | Chile | 0 | 1.1609e-15 | 242.025 | 0 | 1 | 5 | 0 | NoCut,Lim | 10
prm15_wcost_re5_c2p1_t1 | 2050 | Paraguay | 3.9954 | 1.7735 | 5.2121 | 0 | 1 | 5 | 0 | NoCut,Lim | 10
prm15_wcost_re5_c2p1_t1 | 2050 | Uruguay | 0.079019 | 0.91437 | 1.325 | 0 | 1 | 5 | 0 | NoCut,Lim | 10
prm15_wcost_re6_c2p1_t1 | 2050 | Argentina | 0 | 3.0523e-16 | 477.239 | 0 | 1 | 6 | 0 | NoCut,Lim | 10
prm15_wcost_re6_c2p1_t1 | 2050 | Brazil | 0 | 10.7091 | 508.1636 | 0 | 1 | 6 | 0 | NoCut,Lim | 10
prm15_wcost_re6_c2p1_t1 | 2050 | Chile | 0 | 3.2754e-16 | 242.0575 | 0 | 1 | 6 | 0 | NoCut,Lim | 10
prm15_wcost_re4_c2p1_t1 | 2050 | Uruguay | 0.14239 | 0.7997 | 1.9964 | 0 | 1 | 4 | 0 | NoCut,Lim | 10
prm15_wcost_re7_c2p1_t1 | 2050 | Argentina | 0 | 9.1527e-17 | 490.83 | 0 | 1 | 7 | 0 | NoCut,Lim | 10
prm15_wcost_re10_c2p1_t1 | 2050 | Paraguay | 3.4038 | 2.2222 | 4.4954 | 0 | 1 | 10 | 0 | NoCut,Lim | 10
prm15_wcost_re10_c2p1_t1 | 2050 | Uruguay | 0 | 1.0074 | 0.80301 | 0 | 1 | 10 | 0 | NoCut,Lim | 10
prm15_wcost_re8_c2p1_t1 | 2050 | Paraguay | 4.0175 | 1.7867 | 5.2182 | 0 | 1 | 8 | 0 | NoCut,Lim | 10
prm15_wcost_re12_c2p1_t1 | 2050 | Brazil | 0 | 0.43599 | 718.3172 | 0 | 1 | 12 | 1 | NoCut,Lim | 11
prm15_wcost_re8_c2p1_t1 | 2050 | Uruguay | 0.19854 | 0.70331 | 2.483 | 0 | 1 | 8 | 0 | NoCut,Lim | 10
prm15_wcost_re12_c2p1_t1 | 2050 | Chile | 0 | 2.6182e-16 | 281.9416 | 0 | 1 | 12 | 1 | NoCut,Lim | 11
prm15_wcost_re8_c2p1_t1 | 2050 | Brazil | 0 | 10.273 | 627.7792 | 0 | 1 | 8 | 0 | NoCut,Lim | 10
prm15_wcost_re8_c2p1_t1 | 2050 | Chile | 0 | 1.4872e-17 | 242.7154 | 0 | 1 | 8 | 0 | NoCut,Lim | 10
prm15_wcost_re8_c2p1_t1 | 2050 | Argentina | 0 | 1.1975e-16 | 486.7443 | 0 | 1 | 8 | 0 | NoCut,Lim | 10
prm15_wcost_re7_c2p1_t1 | 2050 | Uruguay | 0.054244 | 0.96497 | 1.2796 | 0 | 1 | 7 | 0 | NoCut,Lim | 10
prm15_wcost_re7_c2p1_t1 | 2050 | Paraguay | 3.9009 | 1.7844 | 5.1325 | 0 | 1 | 7 | 0 | NoCut,Lim | 10
prm15_wcost_re7_c2p1_t1 | 2050 | Chile | 0 | 6.8689e-16 | 241.49 | 0 | 1 | 7 | 0 | NoCut,Lim | 10
prm15_wcost_re7_c2p1_t1 | 2050 | Brazil | 0 | 11.8381 | 552.6051 | 0 | 1 | 7 | 0 | NoCut,Lim | 10
prm15_wcost_re9_c2p1_t1 | 2050 | Argentina | 0 | 1.1975e-16 | 486.5113 | 0 | 1 | 9 | 0 | NoCut,Lim | 10
prm15_wcost_re12_c2p1_t1 | 2050 | Argentina | 0 | 1.1451e-16 | 471.5319 | 0 | 1 | 12 | 1 | NoCut,Lim | 11
prm15_wcost_re9_c2p1_t1 | 2050 | Brazil | 0 | 11.9496 | 630.4657 | 0 | 1 | 9 | 0 | NoCut,Lim | 10
prm15_wcost_re11_c2p1_t1 | 2050 | Argentina | 0 | -2.0216e-15 | 458.0117 | 0 | 1 | 11 | 1 | NoCut,Lim | 11
prm15_wcost_re11_c2p1_t1 | 2050 | Uruguay | 0.068869 | 1.2715 | 1.4366 | 0 | 1 | 11 | 1 | NoCut,Lim | 11
prm15_wcost_re11_c2p1_t1 | 2050 | Paraguay | 3.2975 | 1.6997 | 4.8963 | 0 | 1 | 11 | 1 | NoCut,Lim | 11
prm15_wcost_re9_c2p1_t1 | 2050 | Chile | 0 | 3.8527e-16 | 242.7151 | 0 | 1 | 9 | 0 | NoCut,Lim | 10
prm15_wcost_re9_c2p1_t1 | 2050 | Paraguay | 4.0175 | 1.7868 | 5.2182 | 0 | 1 | 9 | 0 | NoCut,Lim | 10
prm15_wcost_re11_c2p1_t1 | 2050 | Chile | 0 | 2.6182e-16 | 277.1739 | 0 | 1 | 11 | 1 | NoCut,Lim | 11
prm15_wcost_re9_c2p1_t1 | 2050 | Uruguay | 0.2479 | 0.62819 | 2.5508 | 0 | 1 | 9 | 0 | NoCut,Lim | 10
prm15_wcost_re6_c2p1_t1 | 2050 | Uruguay | 0.052635 | 1.0928 | 0.81904 | 0 | 1 | 6 | 0 | NoCut,Lim | 10
prm15_wcost_re10_c2p1_t1 | 2050 | Argentina | 0 | 1.7103e-16 | 448.4789 | 0 | 1 | 10 | 0 | NoCut,Lim | 10
prm15_wcost_re10_c2p1_t1 | 2050 | Brazil | 0 | 8.5328 | 446.4512 | 0 | 1 | 10 | 0 | NoCut,Lim | 10
prm15_wcost_re11_c2p1_t1 | 2050 | Brazil | 0 | 4.4323 | 568.2933 | 0 | 1 | 11 | 1 | NoCut,Lim | 11
prm15_wcost_re10_c2p1_t1 | 2050 | Chile | 0 | 4.5843e-16 | 243.4231 | 0 | 1 | 10 | 0 | NoCut,Lim | 10
prm15_wcost_re12_c2p1_t1 | 2050 | Paraguay | 2.4344 | 0.38258 | 7.9361 | 0 | 1 | 12 | 1 | NoCut,Lim | 11
prm15_wcost_re4_c2p1_t1 | 2050 | Region-wide | 4.1599 | 14.4219 | 1325.7187 | 0 | 1 | 4 | 0 | NoCut,Lim | 10
prm15_wcost_re6_c2p1_t1 | 2050 | Paraguay | 3.5406 | 2.2427 | 4.3891 | 0 | 1 | 6 | 0 | NoCut,Lim | 10
prm15_wcost_re13_c2p1_t1 | 2050 | Brazil | 0 | 0.019514 | 775.4258 | 0 | 1 | 13 | 1 | NoCut,Lim | 11
prm15_wcost_re15_c2p1_t1 | 2050 | Uruguay | 0.12484 | 1.1682 | 1.6629 | 0 | 1 | 15 | 1 | NoCut,Lim | 11
prm15_wcost_re13_c2p1_t1 | 2050 | Chile | 0 | 2.6182e-16 | 283.3593 | 0 | 1 | 13 | 1 | NoCut,Lim | 11
prm15_wcost_re13_c2p1_t1 | 2050 | Paraguay | 2.3623 | 0.33275 | 8.1319 | 0 | 1 | 13 | 1 | NoCut,Lim | 11
prm15_wcost_re13_c2p1_t1 | 2050 | Uruguay | 0.10797 | 0.93275 | 3.8604 | 0 | 1 | 13 | 1 | NoCut,Lim | 11
prm15_wcost_re14_c2p1_t1 | 2050 | Argentina | 0 | 1.1451e-16 | 472.4663 | 0 | 1 | 14 | 1 | NoCut,Lim | 11
prm15_wcost_re14_c2p1_t1 | 2050 | Brazil | 0 | 0.22368 | 729.0755 | 0 | 1 | 14 | 1 | NoCut,Lim | 11
prm15_wcost_re14_c2p1_t1 | 2050 | Chile | 0 | 2.6182e-16 | 281.9959 | 0 | 1 | 14 | 1 | NoCut,Lim | 11
prm15_wcost_re14_c2p1_t1 | 2050 | Paraguay | 2.3623 | 0.3367 | 8.1364 | 0 | 1 | 14 | 1 | NoCut,Lim | 11
prm15_wcost_re14_c2p1_t1 | 2050 | Uruguay | 3.6736e-06 | 1.1042 | 2.0102 | 0 | 1 | 14 | 1 | NoCut,Lim | 11
prm15_wcost_re15_c2p1_t1 | 2050 | Argentina | 0 | 1.1451e-16 | 470.3183 | 0 | 1 | 15 | 1 | NoCut,Lim | 11
prm15_wcost_re15_c2p1_t1 | 2050 | Brazil | 0 | 0.6759 | 690.0568 | 0 | 1 | 15 | 1 | NoCut,Lim | 11
prm15_wcost_re15_c2p1_t1 | 2050 | Chile | 0 | 2.6182e-16 | 281.9129 | 0 | 1 | 15 | 1 | NoCut,Lim | 11
prm15_wcost_re15_c2p1_t1 | 2050 | Paraguay | 2.4508 | 0.38042 | 7.8928 | 0 | 1 | 15 | 1 | NoCut,Lim | 11
prm15_wcost_re16_c2p1_t1 | 2050 | Argentina | 0 | 1.3701e-15 | 445.7644 | 0 | 1 | 16 | 1 | NoCut,Lim | 11
prm15_wcost_re18_c2p1_t1 | 2050 | Paraguay | 2.3623 | 0.33241 | 8.1365 | 0 | 1 | 18 | 1 | NoCut,Lim | 11
prm15_wcost_re16_c2p1_t1 | 2050 | Brazil | 0 | 1.6527 | 590.8057 | 0 | 1 | 16 | 1 | NoCut,Lim | 11
prm15_wcost_re16_c2p1_t1 | 2050 | Chile | 0 | 2.6182e-16 | 279.2364 | 0 | 1 | 16 | 1 | NoCut,Lim | 11
prm15_wcost_re16_c2p1_t1 | 2050 | Paraguay | 3.4206 | 1.6813 | 4.9421 | 0 | 1 | 16 | 1 | NoCut,Lim | 11
prm15_wcost_re16_c2p1_t1 | 2050 | Uruguay | 0.098033 | 1.2425 | 1.4579 | 0 | 1 | 16 | 1 | NoCut,Lim | 11
prm15_wcost_re17_c2p1_t1 | 2050 | Argentina | 0 | 1.1451e-16 | 470.0255 | 0 | 1 | 17 | 1 | NoCut,Lim | 11
prm15_wcost_re17_c2p1_t1 | 2050 | Brazil | 0 | 1.5922 | 670.2294 | 0 | 1 | 17 | 1 | NoCut,Lim | 11
prm15_wcost_re17_c2p1_t1 | 2050 | Chile | 0 | 2.6182e-16 | 281.6842 | 0 | 1 | 17 | 1 | NoCut,Lim | 11
prm15_wcost_re17_c2p1_t1 | 2050 | Paraguay | 2.4503 | 0.3667 | 7.8902 | 0 | 1 | 17 | 1 | NoCut,Lim | 11
prm15_wcost_re17_c2p1_t1 | 2050 | Uruguay | 0.12501 | 1.1707 | 1.573 | 0 | 1 | 17 | 1 | NoCut,Lim | 11
prm15_wcost_re18_c2p1_t1 | 2050 | Argentina | 0 | 1.1451e-16 | 514.6206 | 0 | 1 | 18 | 1 | NoCut,Lim | 11
prm15_wcost_re18_c2p1_t1 | 2050 | Brazil | 0 | 0.083062 | 750.5573 | 0 | 1 | 18 | 1 | NoCut,Lim | 11
prm15_wcost_re13_c2p1_t1 | 2050 | Argentina | 0 | 1.1451e-16 | 521.7795 | 0 | 1 | 13 | 1 | NoCut,Lim | 11
prm15_wcost_re18_c2p1_t1 | 2050 | Uruguay | 0.020007 | 0.98415 | 3.1633 | 0 | 1 | 18 | 1 | NoCut,Lim | 11
prm15_wcost_re19_c2p1_t1 | 2050 | Argentina | 0 | 1.1451e-16 | 512.5395 | 0 | 1 | 19 | 1 | NoCut,Lim | 11
prm15_wcost_re18_c2p1_t1 | 2050 | Chile | 0 | 2.6182e-16 | 283.0344 | 0 | 1 | 18 | 1 | NoCut,Lim | 11
prm15_wcost_re20_c2p1_t1 | 2050 | Uruguay | 0.042129 | 1.3228 | 1.2738 | 0 | 1 | 20 | 1 | NoCut,Lim | 11
prm15_wcost_re19_c2p1_t1 | 2050 | Chile | 0 | 2.6182e-16 | 283.1976 | 0 | 1 | 19 | 1 | NoCut,Lim | 11
prm15_wcost_re19_c2p1_t1 | 2050 | Paraguay | 2.3623 | 0.32262 | 8.1365 | 0 | 1 | 19 | 1 | NoCut,Lim | 11
prm15_wcost_re19_c2p1_t1 | 2050 | Uruguay | 0.04928 | 0.97586 | 3.2418 | 0 | 1 | 19 | 1 | NoCut,Lim | 11
prm15_wcost_re20_c2p1_t1 | 2050 | Argentina | 0 | -7.5317e-16 | 447.1279 | 0 | 1 | 20 | 1 | NoCut,Lim | 11
prm15_wcost_re20_c2p1_t1 | 2050 | Brazil | 0 | 5.246 | 542.8301 | 0 | 1 | 20 | 1 | NoCut,Lim | 11
prm15_wcost_re20_c2p1_t1 | 2050 | Chile | 0 | 2.6182e-16 | 276.9612 | 0 | 1 | 20 | 1 | NoCut,Lim | 11
prm15_wcost_re20_c2p1_t1 | 2050 | Paraguay | 3.1724 | 1.718 | 4.9065 | 0 | 1 | 20 | 1 | NoCut,Lim | 11
prm15_wcost_re19_c2p1_t1 | 2050 | Brazil | 0 | 0.022086 | 768.7642 | 0 | 1 | 19 | 1 | NoCut,Lim | 11
prm15_wcost_re8_c2p1_t1 | 2050 | Region-wide | 4.2161 | 12.7631 | 1364.9401 | 0 | 1 | 8 | 0 | NoCut,Lim | 10
prm15_wcost_re7_c2p1_t1 | 2050 | Region-wide | 3.9552 | 14.5875 | 1291.3372 | 0 | 1 | 7 | 0 | NoCut,Lim | 10
prm15_wcost_re6_c2p1_t1 | 2050 | Region-wide | 3.5932 | 14.0445 | 1232.6682 | 0 | 1 | 6 | 0 | NoCut,Lim | 10
prm15_wcost_re3_c2p1_t1 | 2050 | Region-wide | 4.3397 | 14.9418 | 1380.6916 | 0 | 1 | 3 | 0 | NoCut,Lim | 10
prm15_wcost_re2_c2p1_t1 | 2050 | Region-wide | 4.1633 | 15.0378 | 1318.0971 | 0 | 1 | 2 | 0 | NoCut,Lim | 10
prm15_wcost_re5_c2p1_t1 | 2050 | Region-wide | 4.0745 | 11.5977 | 1309.1942 | 0 | 1 | 5 | 0 | NoCut,Lim | 10
prm15_wcost_re1_c2p1_t1 | 2050 | Region-wide | 3.5962 | 17.6629 | 1165.1911 | 0 | 1 | 1 | 0 | NoCut,Lim | 10
prm15_wcost_re9_c2p1_t1 | 2050 | Region-wide | 4.2654 | 14.3646 | 1367.461 | 0 | 1 | 9 | 0 | NoCut,Lim | 10
prm15_wcost_re10_c2p1_t1 | 2050 | Region-wide | 3.4038 | 11.7624 | 1143.6517 | 0 | 1 | 10 | 0 | NoCut,Lim | 10
prm15_wcost_re11_c2p1_t1 | 2050 | Region-wide | 3.3664 | 7.4036 | 1309.8119 | 0 | 1 | 11 | 1 | NoCut,Lim | 11
prm15_wcost_re12_c2p1_t1 | 2050 | Region-wide | 2.5699 | 1.9761 | 1481.3786 | 0 | 1 | 12 | 1 | NoCut,Lim | 11
prm15_wcost_re20_c2p1_t1 | 2050 | Region-wide | 3.2145 | 8.2869 | 1273.0994 | 0 | 1 | 20 | 1 | NoCut,Lim | 11
prm15_wcost_re14_c2p1_t1 | 2050 | Region-wide | 2.3623 | 1.6646 | 1493.6843 | 0 | 1 | 14 | 1 | NoCut,Lim | 11
prm15_wcost_re13_c2p1_t1 | 2050 | Region-wide | 2.4702 | 1.285 | 1592.5569 | 0 | 1 | 13 | 1 | NoCut,Lim | 11
prm15_wcost_re16_c2p1_t1 | 2050 | Region-wide | 3.5187 | 4.5765 | 1322.2065 | 0 | 1 | 16 | 1 | NoCut,Lim | 11
prm15_wcost_re17_c2p1_t1 | 2050 | Region-wide | 2.5754 | 3.1296 | 1431.4023 | 0 | 1 | 17 | 1 | NoCut,Lim | 11
prm15_wcost_re18_c2p1_t1 | 2050 | Region-wide | 2.3823 | 1.3996 | 1559.5121 | 0 | 1 | 18 | 1 | NoCut,Lim | 11
prm15_wcost_re19_c2p1_t1 | 2050 | Region-wide | 2.4115 | 1.3206 | 1575.8795 | 0 | 1 | 19 | 1 | NoCut,Lim | 11
prm15_wcost_re15_c2p1_t1 | 2050 | Region-wide | 2.5757 | 2.2245 | 1451.8437 | 0 | 1 | 15 | 1 | NoCut,Lim | 11
prm15_wcost_re16_c2p1_tn | 2050 | Chile | 0 | 1.0502e-11 | 278.204 | 0 | 0 | 16 | 1 | NoCut,Full | 1
prm15_wcost_re15_c2p1_tn | 2050 | Uruguay | 0 | 0.0024034 | 2.626 | 0 | 0 | 15 | 1 | NoCut,Full | 1
prm15_wcost_re16_c2p1_tn | 2050 | Argentina | 0 | -3.297e-13 | 476.3173 | 0 | 0 | 16 | 1 | NoCut,Full | 1
prm15_wcost_re16_c2p1_tn | 2050 | Brazil | 0 | 2.7639 | 578.915 | 0 | 0 | 16 | 1 | NoCut,Full | 1
prm15_wcost_re16_c2p1_tn | 2050 | Paraguay | 0 | -8.0867e-14 | 0.03124 | 0 | 0 | 16 | 1 | NoCut,Full | 1
prm15_wcost_re1_c2p1_tn | 2050 | Region-wide | 0 | 11.0956 | 1177.3591 | 0 | 0 | 1 | 0 | NoCut,Full | 0
prm15_wcost_re17_c2p1_tn | 2050 | Argentina | 0 | 2.3453e-12 | 490.5294 | 0 | 0 | 17 | 1 | NoCut,Full | 1
prm15_wcost_re17_c2p1_tn | 2050 | Brazil | 0 | 2.0276 | 610.6219 | 0 | 0 | 17 | 1 | NoCut,Full | 1
prm15_wcost_re15_c2p1_tn | 2050 | Argentina | 0 | -8.5263e-12 | 492.0964 | 0 | 0 | 15 | 1 | NoCut,Full | 1
prm15_wcost_re17_c2p1_tn | 2050 | Chile | 0 | 1.0502e-11 | 279.5782 | 0 | 0 | 17 | 1 | NoCut,Full | 1
prm15_wcost_re17_c2p1_tn | 2050 | Uruguay | 0 | 0.0024034 | 2.3263 | 0 | 0 | 17 | 1 | NoCut,Full | 1
prm15_wcost_re16_c2p1_tn | 2050 | Uruguay | 0 | 0.16123 | 1.7858 | 0 | 0 | 16 | 1 | NoCut,Full | 1
prm15_wcost_re15_c2p1_tn | 2050 | Paraguay | 0 | 5.155e-12 | 0.03124 | 0 | 0 | 15 | 1 | NoCut,Full | 1
prm15_wcost_re20_c2p1_tn | 2050 | Region-wide | 0 | 4.4363 | 1275.0131 | 0 | 0 | 20 | 1 | NoCut,Full | 1
prm15_wcost_re19_c2p1_tn | 2050 | Uruguay | 0 | 0.0026815 | 1.67 | 0 | 0 | 19 | 1 | NoCut,Full | 1
prm15_wcost_re20_c2p1_tn | 2050 | Argentina | 0 | -1.7708e-11 | 458.1891 | 0 | 0 | 20 | 1 | NoCut,Full | 1
prm15_wcost_re20_c2p1_tn | 2050 | Brazil | 0 | 4.0428 | 538.6688 | 0 | 0 | 20 | 1 | NoCut,Full | 1
prm15_wcost_re20_c2p1_tn | 2050 | Chile | 0 | 1.0502e-11 | 276.3618 | 0 | 0 | 20 | 1 | NoCut,Full | 1
prm15_wcost_re8_c2p1_tn | 2050 | Region-wide | 0 | 2.9966 | 1400.0627 | 0 | 0 | 8 | 0 | NoCut,Full | 0
prm15_wcost_re7_c2p1_tn | 2050 | Region-wide | 0 | 4.1267 | 1341.3407 | 0 | 0 | 7 | 0 | NoCut,Full | 0
prm15_wcost_re6_c2p1_tn | 2050 | Region-wide | 0 | 5.0906 | 1278.7641 | 0 | 0 | 6 | 0 | NoCut,Full | 0
prm15_wcost_re5_c2p1_tn | 2050 | Region-wide | 0 | 4.6383 | 1340.2325 | 0 | 0 | 5 | 0 | NoCut,Full | 0
prm15_wcost_re4_c2p1_tn | 2050 | Region-wide | 0 | 3.7964 | 1379.0354 | 0 | 0 | 4 | 0 | NoCut,Full | 0
prm15_wcost_re5_c2p1_tn | 2050 | Argentina | 0 | -2.5854e-12 | 517.1053 | 0 | 0 | 5 | 0 | NoCut,Full | 0
prm15_wcost_re3_c2p1_tn | 2050 | Region-wide | 0 | 4.7852 | 1416.7751 | 0 | 0 | 3 | 0 | NoCut,Full | 0
prm15_wcost_re2_c2p1_tn | 2050 | Region-wide | 0 | 4.3525 | 1352.1576 | 0 | 0 | 2 | 0 | NoCut,Full | 0
prm15_wcost_re18_c2p1_tn | 2050 | Argentina | 0 | -1.3909e-11 | 566.141 | 0 | 0 | 18 | 1 | NoCut,Full | 1
prm15_wcost_re15_c2p1_tn | 2050 | Chile | 0 | 1.0502e-11 | 279.5177 | 0 | 0 | 15 | 1 | NoCut,Full | 1
prm15_wcost_re18_c2p1_tn | 2050 | Brazil | 0 | 0.9161 | 718.7038 | 0 | 0 | 18 | 1 | NoCut,Full | 1
prm15_wcost_re1_c2p1_tn | 2050 | Brazil | 0 | 10.611 | 450.7686 | 0 | 0 | 1 | 0 | NoCut,Full | 0
prm15_wcost_re18_c2p1_tn | 2050 | Paraguay | 0 | 5.6651e-13 | 0.03124 | 0 | 0 | 18 | 1 | NoCut,Full | 1
prm15_wcost_re2_c2p1_tn | 2050 | Paraguay | 0 | 5.3165e-12 | 0.03124 | 0 | 0 | 2 | 0 | NoCut,Full | 0
prm15_wcost_re4_c2p1_tn | 2050 | Argentina | 0 | -4.7795e-12 | 526.9822 | 0 | 0 | 4 | 0 | NoCut,Full | 0
prm15_wcost_re3_c2p1_tn | 2050 | Uruguay | 0 | 0.001228 | 1.4859 | 0 | 0 | 3 | 0 | NoCut,Full | 0
prm15_wcost_re3_c2p1_tn | 2050 | Paraguay | 0 | 2.3304e-12 | 0.03124 | 0 | 0 | 3 | 0 | NoCut,Full | 0
prm15_wcost_re3_c2p1_tn | 2050 | Chile | 0 | 1.8842e-11 | 250.1761 | 0 | 0 | 3 | 0 | NoCut,Full | 0
prm15_wcost_re3_c2p1_tn | 2050 | Brazil | 0 | 4.784 | 636.0902 | 0 | 0 | 3 | 0 | NoCut,Full | 0
prm15_wcost_re3_c2p1_tn | 2050 | Argentina | 0 | -2.0397e-12 | 528.9916 | 0 | 0 | 3 | 0 | NoCut,Full | 0
prm15_wcost_re2_c2p1_tn | 2050 | Uruguay | 0 | 0.0022713 | 1.3552 | 0 | 0 | 2 | 0 | NoCut,Full | 0
prm15_wcost_re9_c2p1_tn | 2050 | Region-wide | 0 | 5.0837 | 1399.3873 | 0 | 0 | 9 | 0 | NoCut,Full | 0
prm15_wcost_re2_c2p1_tn | 2050 | Chile | 0 | 1.37e-11 | 250.7163 | 0 | 0 | 2 | 0 | NoCut,Full | 0
prm15_wcost_re2_c2p1_tn | 2050 | Brazil | 0 | 4.3503 | 574.2492 | 0 | 0 | 2 | 0 | NoCut,Full | 0
prm15_wcost_re2_c2p1_tn | 2050 | Argentina | 0 | 6.3641e-12 | 525.8056 | 0 | 0 | 2 | 0 | NoCut,Full | 0
prm15_wcost_re18_c2p1_tn | 2050 | Chile | 0 | 1.0502e-11 | 283.3268 | 0 | 0 | 18 | 1 | NoCut,Full | 1
prm15_wcost_re1_c2p1_tn | 2050 | Uruguay | 0 | 0.4846 | 1.3944 | 0 | 0 | 1 | 0 | NoCut,Full | 0
prm15_wcost_re1_c2p1_tn | 2050 | Chile | 0 | 1.7943e-11 | 243.6941 | 0 | 0 | 1 | 0 | NoCut,Full | 0
prm15_wcost_re1_c2p1_tn | 2050 | Argentina | 0 | -7.6303e-12 | 481.4707 | 0 | 0 | 1 | 0 | NoCut,Full | 0
prm15_wcost_re4_c2p1_tn | 2050 | Paraguay | 0 | 2.6523e-13 | 0.03124 | 0 | 0 | 4 | 0 | NoCut,Full | 0
prm15_wcost_re4_c2p1_tn | 2050 | Chile | 0 | 1.2044e-11 | 250.1632 | 0 | 0 | 4 | 0 | NoCut,Full | 0
prm15_wcost_re8_c2p1_tn | 2050 | Uruguay | 0 | 0.0055934 | 1.3722 | 0 | 0 | 8 | 0 | NoCut,Full | 0
prm15_wcost_re4_c2p1_tn | 2050 | Uruguay | 0 | 0.00035837 | 1.3507 | 0 | 0 | 4 | 0 | NoCut,Full | 0
prm15_wcost_re17_c2p1_tn | 2050 | Paraguay | 0 | -9.2952e-12 | 0.03124 | 0 | 0 | 17 | 1 | NoCut,Full | 1
prm15_wcost_re19_c2p1_tn | 2050 | Paraguay | 0 | 4.5327e-14 | 0.03124 | 0 | 0 | 19 | 1 | NoCut,Full | 1
prm15_wcost_re19_c2p1_tn | 2050 | Chile | 0 | 1.0502e-11 | 283.519 | 0 | 0 | 19 | 1 | NoCut,Full | 1
prm15_wcost_re19_c2p1_tn | 2050 | Brazil | 0 | 0.27464 | 734.8338 | 0 | 0 | 19 | 1 | NoCut,Full | 1
prm15_wcost_re19_c2p1_tn | 2050 | Argentina | 0 | -3.5459e-12 | 573.1975 | 0 | 0 | 19 | 1 | NoCut,Full | 1
prm15_wcost_re18_c2p1_tn | 2050 | Uruguay | 0 | 0.0025687 | 1.6986 | 0 | 0 | 18 | 1 | NoCut,Full | 1
prm15_wcost_re1_c2p1_tn | 2050 | Paraguay | 0 | -1.8221e-12 | 0.03124 | 0 | 0 | 1 | 0 | NoCut,Full | 0
prm15_wcost_re19_c2p1_tn | 2050 | Region-wide | 0 | 0.27732 | 1593.2515 | 0 | 0 | 19 | 1 | NoCut,Full | 1
prm15_wcost_re4_c2p1_tn | 2050 | Brazil | 0 | 3.796 | 600.5082 | 0 | 0 | 4 | 0 | NoCut,Full | 0
prm15_wcost_re17_c2p1_tn | 2050 | Region-wide | 0 | 2.03 | 1383.0871 | 0 | 0 | 17 | 1 | NoCut,Full | 1
prm15_wcost_re5_c2p1_tn | 2050 | Chile | 0 | 1.3145e-11 | 250.5518 | 0 | 0 | 5 | 0 | NoCut,Full | 0
prm15_wcost_re5_c2p1_tn | 2050 | Brazil | 0 | 4.5298 | 571.0814 | 0 | 0 | 5 | 0 | NoCut,Full | 0
prm15_wcost_re9_c2p1_tn | 2050 | Paraguay | 0 | 8.7014e-13 | 0.03124 | 0 | 0 | 9 | 0 | NoCut,Full | 0
prm15_wcost_re6_c2p1_tn | 2050 | Uruguay | 0 | 0.56614 | 1.6435 | 0 | 0 | 6 | 0 | NoCut,Full | 0
prm15_wcost_re10_c2p1_tn | 2050 | Argentina | 0 | -1.883e-11 | 462.5737 | 0 | 0 | 10 | 0 | NoCut,Full | 0
prm15_wcost_re11_c2p1_tn | 2050 | Paraguay | 0 | 1.317e-11 | 0.03124 | 0 | 0 | 11 | 1 | NoCut,Full | 1
prm15_wcost_re14_c2p1_tn | 2050 | Chile | 0 | 1.0502e-11 | 280.1892 | 0 | 0 | 14 | 1 | NoCut,Full | 1
prm15_wcost_re10_c2p1_tn | 2050 | Brazil | 0 | 5.1594 | 473.4679 | 0 | 0 | 10 | 0 | NoCut,Full | 0
prm15_wcost_re14_c2p1_tn | 2050 | Brazil | 0 | 0.92169 | 689.309 | 0 | 0 | 14 | 1 | NoCut,Full | 1
prm15_wcost_re14_c2p1_tn | 2050 | Argentina | 0 | -2.6825e-12 | 523.939 | 0 | 0 | 14 | 1 | NoCut,Full | 1
prm15_wcost_re13_c2p1_tn | 2050 | Uruguay | 0 | 0.0025877 | 1.7477 | 0 | 0 | 13 | 1 | NoCut,Full | 1
prm15_wcost_re18_c2p1_tn | 2050 | Region-wide | 0 | 0.91867 | 1569.9015 | 0 | 0 | 18 | 1 | NoCut,Full | 1
prm15_wcost_re13_c2p1_tn | 2050 | Chile | 0 | 1.0502e-11 | 283.7036 | 0 | 0 | 13 | 1 | NoCut,Full | 1
prm15_wcost_re13_c2p1_tn | 2050 | Brazil | 0 | 0.26866 | 750.2181 | 0 | 0 | 13 | 1 | NoCut,Full | 1
prm15_wcost_re13_c2p1_tn | 2050 | Argentina | 0 | -3.5459e-12 | 573.5991 | 0 | 0 | 13 | 1 | NoCut,Full | 1
prm15_wcost_re12_c2p1_tn | 2050 | Uruguay | 0 | 0.022694 | 2.1856 | 0 | 0 | 12 | 1 | NoCut,Full | 1
prm15_wcost_re12_c2p1_tn | 2050 | Chile | 0 | 1.0502e-11 | 279.0795 | 0 | 0 | 12 | 1 | NoCut,Full | 1
prm15_wcost_re12_c2p1_tn | 2050 | Brazil | 0 | 1.6004 | 677.7147 | 0 | 0 | 12 | 1 | NoCut,Full | 1
prm15_wcost_re12_c2p1_tn | 2050 | Argentina | 0 | -6.3226e-13 | 500.9086 | 0 | 0 | 12 | 1 | NoCut,Full | 1
prm15_wcost_re11_c2p1_tn | 2050 | Uruguay | 0 | 0.39527 | 1.8516 | 0 | 0 | 11 | 1 | NoCut,Full | 1
prm15_wcost_re12_c2p1_tn | 2050 | Paraguay | 0 | -1.5012e-11 | 0.03124 | 0 | 0 | 12 | 1 | NoCut,Full | 1
prm15_wcost_re11_c2p1_tn | 2050 | Chile | 0 | 1.0502e-11 | 276.5529 | 0 | 0 | 11 | 1 | NoCut,Full | 1
prm15_wcost_re10_c2p1_tn | 2050 | Paraguay | 0 | -1.6943e-12 | 0.03124 | 0 | 0 | 10 | 0 | NoCut,Full | 0
prm15_wcost_re11_c2p1_tn | 2050 | Brazil | 0 | 3.4569 | 565.7444 | 0 | 0 | 11 | 1 | NoCut,Full | 1
prm15_wcost_re11_c2p1_tn | 2050 | Argentina | 0 | -1.3169e-11 | 470.8442 | 0 | 0 | 11 | 1 | NoCut,Full | 1
prm15_wcost_re10_c2p1_tn | 2050 | Uruguay | 0 | 0.35815 | 1.5593 | 0 | 0 | 10 | 0 | NoCut,Full | 0
prm15_wcost_re10_c2p1_tn | 2050 | Chile | 0 | 6.2544e-12 | 252.3787 | 0 | 0 | 10 | 0 | NoCut,Full | 0
prm15_wcost_re5_c2p1_tn | 2050 | Paraguay | 0 | 8.9045e-13 | 0.03124 | 0 | 0 | 5 | 0 | NoCut,Full | 0
prm15_wcost_re5_c2p1_tn | 2050 | Uruguay | 0 | 0.10847 | 1.4629 | 0 | 0 | 5 | 0 | NoCut,Full | 0
prm15_wcost_re13_c2p1_tn | 2050 | Paraguay | 0 | 3.4406e-12 | 0.03124 | 0 | 0 | 13 | 1 | NoCut,Full | 1
prm15_wcost_re6_c2p1_tn | 2050 | Brazil | 0 | 4.5245 | 530.0996 | 0 | 0 | 6 | 0 | NoCut,Full | 0
prm15_wcost_re6_c2p1_tn | 2050 | Argentina | 0 | -3.1014e-12 | 494.8773 | 0 | 0 | 6 | 0 | NoCut,Full | 0
prm15_wcost_re16_c2p1_tn | 2050 | Region-wide | 0 | 2.9251 | 1335.2534 | 0 | 0 | 16 | 1 | NoCut,Full | 1
prm15_wcost_re15_c2p1_tn | 2050 | Region-wide | 0 | 1.759 | 1410.4898 | 0 | 0 | 15 | 1 | NoCut,Full | 1
prm15_wcost_re14_c2p1_tn | 2050 | Region-wide | 0 | 0.92412 | 1495.6156 | 0 | 0 | 14 | 1 | NoCut,Full | 1
prm15_wcost_re13_c2p1_tn | 2050 | Region-wide | 0 | 0.27125 | 1609.2997 | 0 | 0 | 13 | 1 | NoCut,Full | 1
prm15_wcost_re12_c2p1_tn | 2050 | Region-wide | 0 | 1.6231 | 1459.9196 | 0 | 0 | 12 | 1 | NoCut,Full | 1
prm15_wcost_re11_c2p1_tn | 2050 | Region-wide | 0 | 3.8522 | 1315.0243 | 0 | 0 | 11 | 1 | NoCut,Full | 1
prm15_wcost_re10_c2p1_tn | 2050 | Region-wide | 0 | 5.5175 | 1190.0108 | 0 | 0 | 10 | 0 | NoCut,Full | 0
prm15_wcost_re15_c2p1_tn | 2050 | Brazil | 0 | 1.7566 | 636.2184 | 0 | 0 | 15 | 1 | NoCut,Full | 1
prm15_wcost_re20_c2p1_tn | 2050 | Paraguay | 0 | -1.343e-12 | 0.03124 | 0 | 0 | 20 | 1 | NoCut,Full | 1
prm15_wcost_re14_c2p1_tn | 2050 | Uruguay | 0 | 0.0024291 | 2.1472 | 0 | 0 | 14 | 1 | NoCut,Full | 1
prm15_wcost_re9_c2p1_tn | 2050 | Uruguay | 0 | 0.0010972 | 1.3433 | 0 | 0 | 9 | 0 | NoCut,Full | 0
prm15_wcost_re9_c2p1_tn | 2050 | Chile | 0 | 1.9623e-11 | 250.348 | 0 | 0 | 9 | 0 | NoCut,Full | 0
prm15_wcost_re20_c2p1_tn | 2050 | Uruguay | 0 | 0.39352 | 1.7622 | 0 | 0 | 20 | 1 | NoCut,Full | 1
prm15_wcost_re9_c2p1_tn | 2050 | Argentina | 0 | -2.0157e-12 | 527.6818 | 0 | 0 | 9 | 0 | NoCut,Full | 0
prm15_wcost_re9_c2p1_tn | 2050 | Brazil | 0 | 5.0826 | 619.983 | 0 | 0 | 9 | 0 | NoCut,Full | 0
prm15_wcost_re6_c2p1_tn | 2050 | Paraguay | 0 | 4.5946e-13 | 0.03124 | 0 | 0 | 6 | 0 | NoCut,Full | 0
prm15_wcost_re14_c2p1_tn | 2050 | Paraguay | 0 | 8.5161e-13 | 0.03124 | 0 | 0 | 14 | 1 | NoCut,Full | 1
prm15_wcost_re7_c2p1_tn | 2050 | Argentina | 0 | -2.3624e-12 | 521.2621 | 0 | 0 | 7 | 0 | NoCut,Full | 0
prm15_wcost_re7_c2p1_tn | 2050 | Brazil | 0 | 4.0513 | 568.1544 | 0 | 0 | 7 | 0 | NoCut,Full | 0
prm15_wcost_re7_c2p1_tn | 2050 | Chile | 0 | 1.373e-11 | 250.4756 | 0 | 0 | 7 | 0 | NoCut,Full | 0
prm15_wcost_re6_c2p1_tn | 2050 | Chile | 0 | 1.287e-11 | 252.1124 | 0 | 0 | 6 | 0 | NoCut,Full | 0
prm15_wcost_re7_c2p1_tn | 2050 | Uruguay | 0 | 0.075313 | 1.4173 | 0 | 0 | 7 | 0 | NoCut,Full | 0
prm15_wcost_re8_c2p1_tn | 2050 | Argentina | 0 | -1.2387e-12 | 528.8072 | 0 | 0 | 8 | 0 | NoCut,Full | 0
prm15_wcost_re8_c2p1_tn | 2050 | Brazil | 0 | 2.991 | 619.3498 | 0 | 0 | 8 | 0 | NoCut,Full | 0
prm15_wcost_re8_c2p1_tn | 2050 | Chile | 0 | 8.9174e-12 | 250.5022 | 0 | 0 | 8 | 0 | NoCut,Full | 0
prm15_wcost_re8_c2p1_tn | 2050 | Paraguay | 0 | -6.3821e-13 | 0.03124 | 0 | 0 | 8 | 0 | NoCut,Full | 0
prm15_wcost_re7_c2p1_tn | 2050 | Paraguay | 0 | -1.5893e-11 | 0.03124 | 0 | 0 | 7 | 0 | NoCut,Full | 0
prm15_wcost_re19_c2p1_co2_cut90p_t1 | 2050 | Paraguay | 5.9122 | 11.5138 | 0.96566 | 1 | 1 | 19 | 1 | 90%Cut,Lim | 111
prm15_wcost_re18_c2p1_co2_cut90p_t1 | 2050 | Uruguay | 0.68238 | 4.7242 | 0.68479 | 1 | 1 | 18 | 1 | 90%Cut,Lim | 111
prm15_wcost_re18_c2p1_co2_cut90p_t1 | 2050 | Paraguay | 5.9142 | 10.9672 | 0.9918 | 1 | 1 | 18 | 1 | 90%Cut,Lim | 111
prm15_wcost_re18_c2p1_co2_cut90p_t1 | 2050 | Chile | 10 | 14.5293 | 114.5714 | 1 | 1 | 18 | 1 | 90%Cut,Lim | 111
prm15_wcost_re19_c2p1_co2_cut90p_t1 | 2050 | Uruguay | 0.53586 | 4.1834 | 0.68216 | 1 | 1 | 19 | 1 | 90%Cut,Lim | 111
prm15_wcost_re17_c2p1_co2_cut90p_t1 | 2050 | Uruguay | 0.83016 | 4.6237 | 0.83841 | 1 | 1 | 17 | 1 | 90%Cut,Lim | 111
prm15_wcost_re18_c2p1_co2_cut90p_t1 | 2050 | Brazil | 0 | 111.37 | 210.5785 | 1 | 1 | 18 | 1 | 90%Cut,Lim | 111
prm15_wcost_re20_c2p1_co2_cut90p_t1 | 2050 | Argentina | 0 | 108.666 | 136.9488 | 1 | 1 | 20 | 1 | 90%Cut,Lim | 111
prm15_wcost_re17_c2p1_co2_cut90p_t1 | 2050 | Paraguay | 5.4051 | 7.2395 | 1.0521 | 1 | 1 | 17 | 1 | 90%Cut,Lim | 111
prm15_wcost_re17_c2p1_co2_cut90p_t1 | 2050 | Chile | 10 | 17.4033 | 124.3528 | 1 | 1 | 17 | 1 | 90%Cut,Lim | 111
prm15_wcost_re19_c2p1_co2_cut90p_t1 | 2050 | Argentina | 0 | 126.7555 | 117.4718 | 1 | 1 | 19 | 1 | 90%Cut,Lim | 111
prm15_wcost_re14_c2p1_co2_cut90p_t1 | 2050 | Brazil | 0 | 131.2197 | 205.425 | 1 | 1 | 14 | 1 | 90%Cut,Lim | 111
prm15_wcost_re16_c2p1_co2_cut90p_t1 | 2050 | Uruguay | 0.63453 | 4.3607 | 1.0206 | 1 | 1 | 16 | 1 | 90%Cut,Lim | 111
prm15_wcost_re14_c2p1_co2_cut90p_t1 | 2050 | Paraguay | 5.9228 | 11.0739 | 0.99035 | 1 | 1 | 14 | 1 | 90%Cut,Lim | 111
prm15_wcost_re16_c2p1_co2_cut90p_t1 | 2050 | Chile | 10 | 17.7411 | 126.5606 | 1 | 1 | 16 | 1 | 90%Cut,Lim | 111
prm15_wcost_re16_c2p1_co2_cut90p_t1 | 2050 | Brazil | 0 | 110.7255 | 184.7159 | 1 | 1 | 16 | 1 | 90%Cut,Lim | 111
prm15_wcost_re20_c2p1_co2_cut90p_t1 | 2050 | Brazil | 0 | 130.9204 | 177.1575 | 1 | 1 | 20 | 1 | 90%Cut,Lim | 111
prm15_wcost_re16_c2p1_co2_cut90p_t1 | 2050 | Argentina | 0 | 109.4295 | 134.6948 | 1 | 1 | 16 | 1 | 90%Cut,Lim | 111
prm15_wcost_re15_c2p1_co2_cut90p_t1 | 2050 | Uruguay | 0.87183 | 3.519 | 0.82627 | 1 | 1 | 15 | 1 | 90%Cut,Lim | 111
prm15_wcost_re15_c2p1_co2_cut90p_t1 | 2050 | Paraguay | 5.4844 | 11.2956 | 1.0408 | 1 | 1 | 15 | 1 | 90%Cut,Lim | 111
prm15_wcost_re8_c2p1_co2_cut90p_t1 | 2050 | Uruguay | 0.57764 | 3.2053 | 0.75917 | 1 | 1 | 8 | 0 | 90%Cut,Lim | 110
prm15_wcost_re15_c2p1_co2_cut90p_t1 | 2050 | Chile | 10 | 16.9194 | 122.6985 | 1 | 1 | 15 | 1 | 90%Cut,Lim | 111
prm15_wcost_re15_c2p1_co2_cut90p_t1 | 2050 | Brazil | 0 | 118.2461 | 198.063 | 1 | 1 | 15 | 1 | 90%Cut,Lim | 111
prm15_wcost_re15_c2p1_co2_cut90p_t1 | 2050 | Argentina | 0 | 134.6207 | 125.4662 | 1 | 1 | 15 | 1 | 90%Cut,Lim | 111
prm15_wcost_re20_c2p1_co2_cut90p_t1 | 2050 | Chile | 10 | 14.1677 | 131.6225 | 1 | 1 | 20 | 1 | 90%Cut,Lim | 111
prm15_wcost_re14_c2p1_co2_cut90p_t1 | 2050 | Uruguay | 0.6733 | 4.5953 | 0.70353 | 1 | 1 | 14 | 1 | 90%Cut,Lim | 111
prm15_wcost_re16_c2p1_co2_cut90p_t1 | 2050 | Paraguay | 5.1084 | 8.1246 | 1.1029 | 1 | 1 | 16 | 1 | 90%Cut,Lim | 111
prm15_wcost_re17_c2p1_co2_cut90p_t1 | 2050 | Argentina | 0 | 110.2991 | 129.2481 | 1 | 1 | 17 | 1 | 90%Cut,Lim | 111
prm15_wcost_re20_c2p1_co2_cut90p_t1 | 2050 | Uruguay | 0.5496 | 4.0307 | 1.0319 | 1 | 1 | 20 | 1 | 90%Cut,Lim | 111
prm15_wcost_re19_c2p1_co2_cut90p_t1 | 2050 | Brazil | 0 | 126.5103 | 217.567 | 1 | 1 | 19 | 1 | 90%Cut,Lim | 111
prm15_wcost_re14_c2p1_co2_cut90p_t1 | 2050 | Chile | 10 | 17.3217 | 120.8987 | 1 | 1 | 14 | 1 | 90%Cut,Lim | 111
prm15_wcost_re13_c2p1_co2_cut90p_t1 | 2050 | Argentina | 0 | 125.7535 | 117.756 | 1 | 1 | 13 | 1 | 90%Cut,Lim | 111
prm15_wcost_re12_c2p1_co2_cut90p_t1 | 2050 | Uruguay | 0.68204 | 2.8619 | 0.71138 | 1 | 1 | 12 | 1 | 90%Cut,Lim | 111
prm15_wcost_re11_c2p1_co2_cut90p_t1 | 2050 | Uruguay | 0.63408 | 4.1637 | 0.92045 | 1 | 1 | 11 | 1 | 90%Cut,Lim | 111
prm15_wcost_re12_c2p1_co2_cut90p_t1 | 2050 | Paraguay | 5.4938 | 11.0114 | 1.0353 | 1 | 1 | 12 | 1 | 90%Cut,Lim | 111
prm15_wcost_re13_c2p1_co2_cut90p_t1 | 2050 | Brazil | 0 | 109.3529 | 218.0186 | 1 | 1 | 13 | 1 | 90%Cut,Lim | 111
prm15_wcost_re13_c2p1_co2_cut90p_t1 | 2050 | Chile | 10 | 15.0585 | 110.6867 | 1 | 1 | 13 | 1 | 90%Cut,Lim | 111
prm15_wcost_re12_c2p1_co2_cut90p_t1 | 2050 | Chile | 10 | 17.1124 | 120.5521 | 1 | 1 | 12 | 1 | 90%Cut,Lim | 111
prm15_wcost_re13_c2p1_co2_cut90p_t1 | 2050 | Paraguay | 5.8922 | 10.7944 | 0.96887 | 1 | 1 | 13 | 1 | 90%Cut,Lim | 111
prm15_wcost_re12_c2p1_co2_cut90p_t1 | 2050 | Brazil | 0 | 125.7769 | 201.4709 | 1 | 1 | 12 | 1 | 90%Cut,Lim | 111
prm15_wcost_re12_c2p1_co2_cut90p_t1 | 2050 | Argentina | 0 | 137.3202 | 124.3251 | 1 | 1 | 12 | 1 | 90%Cut,Lim | 111
prm15_wcost_re19_c2p1_co2_cut90p_t1 | 2050 | Chile | 10 | 15.2217 | 111.4081 | 1 | 1 | 19 | 1 | 90%Cut,Lim | 111
prm15_wcost_re11_c2p1_co2_cut90p_t1 | 2050 | Paraguay | 4.8652 | 10.7354 | 1.1925 | 1 | 1 | 11 | 1 | 90%Cut,Lim | 111
prm15_wcost_re11_c2p1_co2_cut90p_t1 | 2050 | Chile | 10 | 17.0258 | 129.5925 | 1 | 1 | 11 | 1 | 90%Cut,Lim | 111
prm15_wcost_re13_c2p1_co2_cut90p_t1 | 2050 | Uruguay | 0.69897 | 3.1636 | 0.66462 | 1 | 1 | 13 | 1 | 90%Cut,Lim | 111
prm15_wcost_re11_c2p1_co2_cut90p_t1 | 2050 | Argentina | 0 | 114.3071 | 135.5787 | 1 | 1 | 11 | 1 | 90%Cut,Lim | 111
prm15_wcost_re10_c2p1_co2_cut90p_t1 | 2050 | Uruguay | 0.26377 | 3.5588 | 0.69924 | 1 | 1 | 10 | 0 | 90%Cut,Lim | 110
prm15_wcost_re10_c2p1_co2_cut90p_t1 | 2050 | Paraguay | 5.043 | 12.7469 | 0.60535 | 1 | 1 | 10 | 0 | 90%Cut,Lim | 110
prm15_wcost_re10_c2p1_co2_cut90p_t1 | 2050 | Chile | 10 | 15.4859 | 123.4645 | 1 | 1 | 10 | 0 | 90%Cut,Lim | 110
prm15_wcost_re10_c2p1_co2_cut90p_t1 | 2050 | Brazil | 0 | 160.2227 | 180.1832 | 1 | 1 | 10 | 0 | 90%Cut,Lim | 110
prm15_wcost_re10_c2p1_co2_cut90p_t1 | 2050 | Argentina | 0 | 107.0558 | 143.1424 | 1 | 1 | 10 | 0 | 90%Cut,Lim | 110
prm15_wcost_re9_c2p1_co2_cut90p_t1 | 2050 | Uruguay | 0.53628 | 3.2887 | 0.66739 | 1 | 1 | 9 | 0 | 90%Cut,Lim | 110
prm15_wcost_re9_c2p1_co2_cut90p_t1 | 2050 | Paraguay | 5.5679 | 12.3936 | 0.72736 | 1 | 1 | 9 | 0 | 90%Cut,Lim | 110
prm15_wcost_re9_c2p1_co2_cut90p_t1 | 2050 | Chile | 10 | 21.9573 | 103.2307 | 1 | 1 | 9 | 0 | 90%Cut,Lim | 110
prm15_wcost_re9_c2p1_co2_cut90p_t1 | 2050 | Brazil | 0 | 131.1809 | 212.158 | 1 | 1 | 9 | 0 | 90%Cut,Lim | 110
prm15_wcost_re11_c2p1_co2_cut90p_t1 | 2050 | Brazil | 0 | 134.0014 | 180.8106 | 1 | 1 | 11 | 1 | 90%Cut,Lim | 111
prm15_wcost_re14_c2p1_co2_cut90p_t1 | 2050 | Argentina | 0 | 142.1776 | 120.0771 | 1 | 1 | 14 | 1 | 90%Cut,Lim | 111
prm15_wcost_re18_c2p1_co2_cut90p_t1 | 2050 | Argentina | 0 | 117.6787 | 121.2683 | 1 | 1 | 18 | 1 | 90%Cut,Lim | 111
prm15_wcost_re20_c2p1_co2_cut90p_t1 | 2050 | Paraguay | 4.4193 | 9.9156 | 1.334 | 1 | 1 | 20 | 1 | 90%Cut,Lim | 111
prm15_wcost_re17_c2p1_co2_cut90p_t1 | 2050 | Brazil | 0 | 106.0573 | 192.6033 | 1 | 1 | 17 | 1 | 90%Cut,Lim | 111
prm15_wcost_re1_c2p1_co2_cut90p_t1 | 2050 | Uruguay | 0.56202 | 2.3881 | 0.84364 | 1 | 1 | 1 | 0 | 90%Cut,Lim | 110
prm15_wcost_re4_c2p1_co2_cut90p_t1 | 2050 | Region-wide | 16.0188 | 332.6265 | 448.0947 | 1 | 1 | 4 | 0 | 90%Cut,Lim | 110
prm15_wcost_re1_c2p1_co2_cut90p_t1 | 2050 | Argentina | 0 | 101.3536 | 145.6306 | 1 | 1 | 1 | 0 | 90%Cut,Lim | 110
prm15_wcost_re1_c2p1_co2_cut90p_t1 | 2050 | Brazil | 0 | 151.5729 | 176.7357 | 1 | 1 | 1 | 0 | 90%Cut,Lim | 110
prm15_wcost_re8_c2p1_co2_cut90p_t1 | 2050 | Region-wide | 16.1479 | 283.3928 | 448.0947 | 1 | 1 | 8 | 0 | 90%Cut,Lim | 110
prm15_wcost_re1_c2p1_co2_cut90p_t1 | 2050 | Chile | 10 | 17.2971 | 124.3199 | 1 | 1 | 1 | 0 | 90%Cut,Lim | 110
prm15_wcost_re1_c2p1_co2_cut90p_t1 | 2050 | Paraguay | 5.5924 | 13.2269 | 0.56494 | 1 | 1 | 1 | 0 | 90%Cut,Lim | 110
prm15_wcost_re7_c2p1_co2_cut90p_t1 | 2050 | Region-wide | 15.6967 | 338.7026 | 448.0947 | 1 | 1 | 7 | 0 | 90%Cut,Lim | 110
prm15_wcost_re2_c2p1_co2_cut90p_t1 | 2050 | Argentina | 0 | 153.4689 | 133.8437 | 1 | 1 | 2 | 0 | 90%Cut,Lim | 110
prm15_wcost_re6_c2p1_co2_cut90p_t1 | 2050 | Region-wide | 15.411 | 305.5065 | 448.0947 | 1 | 1 | 6 | 0 | 90%Cut,Lim | 110
prm15_wcost_re2_c2p1_co2_cut90p_t1 | 2050 | Brazil | 0 | 146.2958 | 202.6706 | 1 | 1 | 2 | 0 | 90%Cut,Lim | 110
prm15_wcost_re2_c2p1_co2_cut90p_t1 | 2050 | Chile | 10 | 24.8647 | 110.2302 | 1 | 1 | 2 | 0 | 90%Cut,Lim | 110
prm15_wcost_re9_c2p1_co2_cut90p_t1 | 2050 | Argentina | 0 | 130.357 | 131.3113 | 1 | 1 | 9 | 0 | 90%Cut,Lim | 110
prm15_wcost_re4_c2p1_co2_cut90p_t1 | 2050 | Paraguay | 5.5092 | 11.3077 | 0.73914 | 1 | 1 | 4 | 0 | 90%Cut,Lim | 110
prm15_wcost_re2_c2p1_co2_cut90p_t1 | 2050 | Uruguay | 0.48708 | 3.1011 | 0.64933 | 1 | 1 | 2 | 0 | 90%Cut,Lim | 110
prm15_wcost_re2_c2p1_co2_cut90p_t1 | 2050 | Paraguay | 5.5078 | 11.7509 | 0.70081 | 1 | 1 | 2 | 0 | 90%Cut,Lim | 110
prm15_wcost_re3_c2p1_co2_cut90p_t1 | 2050 | Argentina | 0 | 112.8549 | 133.1624 | 1 | 1 | 3 | 0 | 90%Cut,Lim | 110
prm15_wcost_re3_c2p1_co2_cut90p_t1 | 2050 | Uruguay | 0.56324 | 2.7597 | 0.67672 | 1 | 1 | 3 | 0 | 90%Cut,Lim | 110
prm15_wcost_re1_c2p1_co2_cut90p_t1 | 2050 | Region-wide | 16.1544 | 285.8386 | 448.0947 | 1 | 1 | 1 | 0 | 90%Cut,Lim | 110
prm15_wcost_re4_c2p1_co2_cut90p_t1 | 2050 | Chile | 10 | 20.9451 | 108.8561 | 1 | 1 | 4 | 0 | 90%Cut,Lim | 110
prm15_wcost_re4_c2p1_co2_cut90p_t1 | 2050 | Brazil | 0 | 142.8485 | 207.6842 | 1 | 1 | 4 | 0 | 90%Cut,Lim | 110
prm15_wcost_re3_c2p1_co2_cut90p_t1 | 2050 | Brazil | 0 | 96.4235 | 212.0299 | 1 | 1 | 3 | 0 | 90%Cut,Lim | 110
prm15_wcost_re4_c2p1_co2_cut90p_t1 | 2050 | Argentina | 0 | 153.5785 | 130.0713 | 1 | 1 | 4 | 0 | 90%Cut,Lim | 110
prm15_wcost_re20_c2p1_co2_cut90p_t1 | 2050 | Region-wide | 14.9689 | 267.7004 | 448.0947 | 1 | 1 | 20 | 1 | 90%Cut,Lim | 111
prm15_wcost_re2_c2p1_co2_cut90p_t1 | 2050 | Region-wide | 15.9949 | 339.4815 | 448.0947 | 1 | 1 | 2 | 0 | 90%Cut,Lim | 110
prm15_wcost_re3_c2p1_co2_cut90p_t1 | 2050 | Paraguay | 5.5625 | 11.4661 | 0.78959 | 1 | 1 | 3 | 0 | 90%Cut,Lim | 110
prm15_wcost_re3_c2p1_co2_cut90p_t1 | 2050 | Chile | 10 | 23.1806 | 101.4361 | 1 | 1 | 3 | 0 | 90%Cut,Lim | 110
prm15_wcost_re3_c2p1_co2_cut90p_t1 | 2050 | Region-wide | 16.1258 | 246.6848 | 448.0947 | 1 | 1 | 3 | 0 | 90%Cut,Lim | 110
prm15_wcost_re4_c2p1_co2_cut90p_t1 | 2050 | Uruguay | 0.50952 | 3.9466 | 0.74404 | 1 | 1 | 4 | 0 | 90%Cut,Lim | 110
prm15_wcost_re18_c2p1_co2_cut90p_t1 | 2050 | Region-wide | 16.5966 | 259.2694 | 448.0947 | 1 | 1 | 18 | 1 | 90%Cut,Lim | 111
prm15_wcost_re5_c2p1_co2_cut90p_t1 | 2050 | Region-wide | 15.7345 | 327.5642 | 448.0947 | 1 | 1 | 5 | 0 | 90%Cut,Lim | 110
prm15_wcost_re10_c2p1_co2_cut90p_t1 | 2050 | Region-wide | 15.3068 | 299.0701 | 448.0947 | 1 | 1 | 10 | 0 | 90%Cut,Lim | 110
prm15_wcost_re5_c2p1_co2_cut90p_t1 | 2050 | Argentina | 0 | 144.0307 | 136.8473 | 1 | 1 | 5 | 0 | 90%Cut,Lim | 110
prm15_wcost_re8_c2p1_co2_cut90p_t1 | 2050 | Paraguay | 5.5703 | 10.9165 | 0.78547 | 1 | 1 | 8 | 0 | 90%Cut,Lim | 110
prm15_wcost_re6_c2p1_co2_cut90p_t1 | 2050 | Uruguay | 0.35557 | 3.5663 | 0.83765 | 1 | 1 | 6 | 0 | 90%Cut,Lim | 110
prm15_wcost_re5_c2p1_co2_cut90p_t1 | 2050 | Brazil | 0 | 144.8423 | 197.4592 | 1 | 1 | 5 | 0 | 90%Cut,Lim | 110
prm15_wcost_re9_c2p1_co2_cut90p_t1 | 2050 | Region-wide | 16.1042 | 299.1776 | 448.0947 | 1 | 1 | 9 | 0 | 90%Cut,Lim | 110
prm15_wcost_re5_c2p1_co2_cut90p_t1 | 2050 | Chile | 10 | 22.6847 | 112.3631 | 1 | 1 | 5 | 0 | 90%Cut,Lim | 110
prm15_wcost_re5_c2p1_co2_cut90p_t1 | 2050 | Paraguay | 5.2699 | 12.1698 | 0.77084 | 1 | 1 | 5 | 0 | 90%Cut,Lim | 110
prm15_wcost_re17_c2p1_co2_cut90p_t1 | 2050 | Region-wide | 16.2353 | 245.6229 | 448.0947 | 1 | 1 | 17 | 1 | 90%Cut,Lim | 111
prm15_wcost_re6_c2p1_co2_cut90p_t1 | 2050 | Argentina | 0 | 115.4483 | 142.998 | 1 | 1 | 6 | 0 | 90%Cut,Lim | 110
prm15_wcost_re16_c2p1_co2_cut90p_t1 | 2050 | Region-wide | 15.7429 | 250.3815 | 448.0947 | 1 | 1 | 16 | 1 | 90%Cut,Lim | 111
prm15_wcost_re6_c2p1_co2_cut90p_t1 | 2050 | Brazil | 0 | 156.1756 | 182.4375 | 1 | 1 | 6 | 0 | 90%Cut,Lim | 110
prm15_wcost_re6_c2p1_co2_cut90p_t1 | 2050 | Chile | 10 | 18.2866 | 121.089 | 1 | 1 | 6 | 0 | 90%Cut,Lim | 110
prm15_wcost_re15_c2p1_co2_cut90p_t1 | 2050 | Region-wide | 16.3563 | 284.6008 | 448.0947 | 1 | 1 | 15 | 1 | 90%Cut,Lim | 111
prm15_wcost_re5_c2p1_co2_cut90p_t1 | 2050 | Uruguay | 0.46463 | 3.8367 | 0.65428 | 1 | 1 | 5 | 0 | 90%Cut,Lim | 110
prm15_wcost_re14_c2p1_co2_cut90p_t1 | 2050 | Region-wide | 16.5961 | 306.3882 | 448.0947 | 1 | 1 | 14 | 1 | 90%Cut,Lim | 111
prm15_wcost_re6_c2p1_co2_cut90p_t1 | 2050 | Paraguay | 5.0555 | 12.0297 | 0.73255 | 1 | 1 | 6 | 0 | 90%Cut,Lim | 110
prm15_wcost_re8_c2p1_co2_cut90p_t1 | 2050 | Brazil | 0 | 123.3794 | 209.3294 | 1 | 1 | 8 | 0 | 90%Cut,Lim | 110
prm15_wcost_re11_c2p1_co2_cut90p_t1 | 2050 | Region-wide | 15.4993 | 280.2334 | 448.0947 | 1 | 1 | 11 | 1 | 90%Cut,Lim | 111
prm15_wcost_re8_c2p1_co2_cut90p_t1 | 2050 | Argentina | 0 | 123.0745 | 132.672 | 1 | 1 | 8 | 0 | 90%Cut,Lim | 110
prm15_wcost_re7_c2p1_co2_cut90p_t1 | 2050 | Uruguay | 0.54313 | 4.2072 | 0.77975 | 1 | 1 | 7 | 0 | 90%Cut,Lim | 110
prm15_wcost_re12_c2p1_co2_cut90p_t1 | 2050 | Region-wide | 16.1758 | 294.0827 | 448.0947 | 1 | 1 | 12 | 1 | 90%Cut,Lim | 111
prm15_wcost_re8_c2p1_co2_cut90p_t1 | 2050 | Chile | 10 | 22.8171 | 104.5487 | 1 | 1 | 8 | 0 | 90%Cut,Lim | 110
prm15_wcost_re7_c2p1_co2_cut90p_t1 | 2050 | Chile | 10 | 20.1945 | 117.5482 | 1 | 1 | 7 | 0 | 90%Cut,Lim | 110
prm15_wcost_re13_c2p1_co2_cut90p_t1 | 2050 | Region-wide | 16.5912 | 264.1229 | 448.0947 | 1 | 1 | 13 | 1 | 90%Cut,Lim | 111
prm15_wcost_re7_c2p1_co2_cut90p_t1 | 2050 | Brazil | 0 | 165.5857 | 189.1144 | 1 | 1 | 7 | 0 | 90%Cut,Lim | 110
prm15_wcost_re7_c2p1_co2_cut90p_t1 | 2050 | Argentina | 0 | 137.4964 | 139.8711 | 1 | 1 | 7 | 0 | 90%Cut,Lim | 110
prm15_wcost_re19_c2p1_co2_cut90p_t1 | 2050 | Region-wide | 16.4481 | 284.1847 | 448.0947 | 1 | 1 | 19 | 1 | 90%Cut,Lim | 111
prm15_wcost_re7_c2p1_co2_cut90p_t1 | 2050 | Paraguay | 5.1536 | 11.2189 | 0.78126 | 1 | 1 | 7 | 0 | 90%Cut,Lim | 110
prm15_wcost_re15_c2p1_co2_cut90p_tn | 2050 | Argentina | 0 | 105.0826 | 119.8457 | 1 | 0 | 15 | 1 | 90%Cut,Full | 101
prm15_wcost_re15_c2p1_co2_cut90p_tn | 2050 | Brazil | 0 | 67.7001 | 204.1062 | 1 | 0 | 15 | 1 | 90%Cut,Full | 101
prm15_wcost_re15_c2p1_co2_cut90p_tn | 2050 | Chile | 1.0121 | 0.45179 | 121.9237 | 1 | 0 | 15 | 1 | 90%Cut,Full | 101
prm15_wcost_re15_c2p1_co2_cut90p_tn | 2050 | Paraguay | 2.0957 | 3.0106 | 0.03124 | 1 | 0 | 15 | 1 | 90%Cut,Full | 101
prm15_wcost_re15_c2p1_co2_cut90p_tn | 2050 | Uruguay | 0.55257 | 2.094 | 1.2473 | 1 | 0 | 15 | 1 | 90%Cut,Full | 101
prm15_wcost_re16_c2p1_co2_cut90p_tn | 2050 | Chile | 0.5319 | 0.045787 | 133.5124 | 1 | 0 | 16 | 1 | 90%Cut,Full | 101
prm15_wcost_re16_c2p1_co2_cut90p_tn | 2050 | Brazil | 0 | 82.751 | 193.8759 | 1 | 0 | 16 | 1 | 90%Cut,Full | 101
prm15_wcost_re14_c2p1_co2_cut90p_tn | 2050 | Uruguay | 0.46331 | 1.7621 | 0.87567 | 1 | 0 | 14 | 1 | 90%Cut,Full | 101
prm15_wcost_re16_c2p1_co2_cut90p_tn | 2050 | Paraguay | 0.25671 | 3.0188 | 0.03124 | 1 | 0 | 16 | 1 | 90%Cut,Full | 101
prm15_wcost_re17_c2p1_co2_cut90p_tn | 2050 | Argentina | 0 | 94.8862 | 120.0529 | 1 | 0 | 17 | 1 | 90%Cut,Full | 101
prm15_wcost_re9_c2p1_co2_cut90p_tn | 2050 | Uruguay | 0.71413 | 4.94 | 0.48533 | 1 | 0 | 9 | 0 | 90%Cut,Full | 100
prm15_wcost_re16_c2p1_co2_cut90p_tn | 2050 | Argentina | 0 | 95.6249 | 118.8606 | 1 | 0 | 16 | 1 | 90%Cut,Full | 101
prm15_wcost_re9_c2p1_co2_cut90p_tn | 2050 | Chile | 6.2422 | 15.8009 | 100.9429 | 1 | 0 | 9 | 0 | 90%Cut,Full | 100
prm15_wcost_re2_c2p1_co2_cut90p_tn | 2050 | Chile | 7.6158 | 1.6688 | 107.8205 | 1 | 0 | 2 | 0 | 90%Cut,Full | 100
prm15_wcost_re9_c2p1_co2_cut90p_tn | 2050 | Brazil | 0 | 91.7426 | 216.2135 | 1 | 0 | 9 | 0 | 90%Cut,Full | 100
prm15_wcost_re4_c2p1_co2_cut90p_tn | 2050 | Paraguay | 1.1617 | 3.7788 | 0.03124 | 1 | 0 | 4 | 0 | 90%Cut,Full | 100
prm15_wcost_re4_c2p1_co2_cut90p_tn | 2050 | Chile | 7.804 | 2.2621 | 103.3978 | 1 | 0 | 4 | 0 | 90%Cut,Full | 100
prm15_wcost_re4_c2p1_co2_cut90p_tn | 2050 | Brazil | 0 | 72.7675 | 215.432 | 1 | 0 | 4 | 0 | 90%Cut,Full | 100
prm15_wcost_re4_c2p1_co2_cut90p_tn | 2050 | Argentina | 0 | 105.0237 | 127.6647 | 1 | 0 | 4 | 0 | 90%Cut,Full | 100
prm15_wcost_re3_c2p1_co2_cut90p_tn | 2050 | Uruguay | 0.85276 | 4.5935 | 0.38378 | 1 | 0 | 3 | 0 | 90%Cut,Full | 100
prm15_wcost_re3_c2p1_co2_cut90p_tn | 2050 | Paraguay | 0.033027 | 6.4236 | 0.03124 | 1 | 0 | 3 | 0 | 90%Cut,Full | 100
prm15_wcost_re3_c2p1_co2_cut90p_tn | 2050 | Chile | 5.9852 | 13.689 | 100.8718 | 1 | 0 | 3 | 0 | 90%Cut,Full | 100
prm15_wcost_re3_c2p1_co2_cut90p_tn | 2050 | Brazil | 0 | 98.3372 | 215.9746 | 1 | 0 | 3 | 0 | 90%Cut,Full | 100
prm15_wcost_re3_c2p1_co2_cut90p_tn | 2050 | Argentina | 0 | 53.4599 | 129.8928 | 1 | 0 | 3 | 0 | 90%Cut,Full | 100
prm15_wcost_re2_c2p1_co2_cut90p_tn | 2050 | Uruguay | 0.70257 | 1.9446 | 0.58793 | 1 | 0 | 2 | 0 | 90%Cut,Full | 100
prm15_wcost_re2_c2p1_co2_cut90p_tn | 2050 | Paraguay | 1.2981 | 3.5511 | 0.03124 | 1 | 0 | 2 | 0 | 90%Cut,Full | 100
prm15_wcost_re18_c2p1_co2_cut90p_tn | 2050 | Uruguay | 0.36986 | 3.5966 | 0.61165 | 1 | 0 | 18 | 1 | 90%Cut,Full | 101
prm15_wcost_re17_c2p1_co2_cut90p_tn | 2050 | Brazil | 0 | 77.4178 | 201.7166 | 1 | 0 | 17 | 1 | 90%Cut,Full | 101
prm15_wcost_re14_c2p1_co2_cut90p_tn | 2050 | Argentina | 0 | 112.1198 | 113.1796 | 1 | 0 | 14 | 1 | 90%Cut,Full | 101
prm15_wcost_re17_c2p1_co2_cut90p_tn | 2050 | Paraguay | 2.0431 | 3.3439 | 0.03124 | 1 | 0 | 17 | 1 | 90%Cut,Full | 101
prm15_wcost_re2_c2p1_co2_cut90p_tn | 2050 | Brazil | 0 | 82.2726 | 213.2996 | 1 | 0 | 2 | 0 | 90%Cut,Full | 100
prm15_wcost_re13_c2p1_co2_cut90p_tn | 2050 | Uruguay | 0.37813 | 5.5264 | 0.60059 | 1 | 0 | 13 | 1 | 90%Cut,Full | 101
prm15_wcost_re13_c2p1_co2_cut90p_tn | 2050 | Paraguay | 0.021222 | 4.1453 | 0.03124 | 1 | 0 | 13 | 1 | 90%Cut,Full | 101
prm15_wcost_re13_c2p1_co2_cut90p_tn | 2050 | Chile | 0.054628 | 34.0636 | 103.0152 | 1 | 0 | 13 | 1 | 90%Cut,Full | 101
prm15_wcost_re13_c2p1_co2_cut90p_tn | 2050 | Brazil | 0 | 81.0015 | 231.1415 | 1 | 0 | 13 | 1 | 90%Cut,Full | 101
prm15_wcost_re13_c2p1_co2_cut90p_tn | 2050 | Argentina | 0 | 50.3761 | 112.3657 | 1 | 0 | 13 | 1 | 90%Cut,Full | 101
prm15_wcost_re12_c2p1_co2_cut90p_tn | 2050 | Uruguay | 0.55509 | 1.7579 | 0.91707 | 1 | 0 | 12 | 1 | 90%Cut,Full | 101
prm15_wcost_re12_c2p1_co2_cut90p_tn | 2050 | Paraguay | 2.1666 | 3.4819 | 0.03124 | 1 | 0 | 12 | 1 | 90%Cut,Full | 101
prm15_wcost_re12_c2p1_co2_cut90p_tn | 2050 | Chile | 0.8594 | 0.59395 | 118.7319 | 1 | 0 | 12 | 1 | 90%Cut,Full | 101
prm15_wcost_re12_c2p1_co2_cut90p_tn | 2050 | Brazil | 0 | 65.8755 | 210.9406 | 1 | 0 | 12 | 1 | 90%Cut,Full | 101
prm15_wcost_re11_c2p1_co2_cut90p_tn | 2050 | Uruguay | 0.46747 | 4.9201 | 0.83193 | 1 | 0 | 11 | 1 | 90%Cut,Full | 101
prm15_wcost_re11_c2p1_co2_cut90p_tn | 2050 | Paraguay | 0 | 6.1747 | 0.03124 | 1 | 0 | 11 | 1 | 90%Cut,Full | 101
prm15_wcost_re11_c2p1_co2_cut90p_tn | 2050 | Chile | 0.30081 | 4.9686 | 137.1877 | 1 | 0 | 11 | 1 | 90%Cut,Full | 101
prm15_wcost_re11_c2p1_co2_cut90p_tn | 2050 | Brazil | 0 | 95.151 | 188.2425 | 1 | 0 | 11 | 1 | 90%Cut,Full | 101
prm15_wcost_re11_c2p1_co2_cut90p_tn | 2050 | Argentina | 0 | 60.8688 | 120.8608 | 1 | 0 | 11 | 1 | 90%Cut,Full | 101
prm15_wcost_re10_c2p1_co2_cut90p_tn | 2050 | Paraguay | 0 | 1.425 | 0.03124 | 1 | 0 | 10 | 0 | 90%Cut,Full | 100
prm15_wcost_re10_c2p1_co2_cut90p_tn | 2050 | Chile | 6.1732 | 0.11848 | 123.872 | 1 | 0 | 10 | 0 | 90%Cut,Full | 100
prm15_wcost_re10_c2p1_co2_cut90p_tn | 2050 | Brazil | 0 | 110.0392 | 190.1513 | 1 | 0 | 10 | 0 | 90%Cut,Full | 100
prm15_wcost_re10_c2p1_co2_cut90p_tn | 2050 | Argentina | 0 | 78.8113 | 132.2263 | 1 | 0 | 10 | 0 | 90%Cut,Full | 100
prm15_wcost_re14_c2p1_co2_cut90p_tn | 2050 | Brazil | 0 | 64.6291 | 217.2343 | 1 | 0 | 14 | 1 | 90%Cut,Full | 101
prm15_wcost_re14_c2p1_co2_cut90p_tn | 2050 | Chile | 0.36269 | 0.54162 | 115.8334 | 1 | 0 | 14 | 1 | 90%Cut,Full | 101
prm15_wcost_re14_c2p1_co2_cut90p_tn | 2050 | Paraguay | 0.4442 | 3.4855 | 0.03124 | 1 | 0 | 14 | 1 | 90%Cut,Full | 101
prm15_wcost_re16_c2p1_co2_cut90p_tn | 2050 | Uruguay | 0.54743 | 1.6155 | 0.874 | 1 | 0 | 16 | 1 | 90%Cut,Full | 101
prm15_wcost_re18_c2p1_co2_cut90p_tn | 2050 | Chile | 0 | 8.6795 | 109.0557 | 1 | 0 | 18 | 1 | 90%Cut,Full | 101
prm15_wcost_re18_c2p1_co2_cut90p_tn | 2050 | Brazil | 0 | 70.6242 | 225.0697 | 1 | 0 | 18 | 1 | 90%Cut,Full | 101
prm15_wcost_re18_c2p1_co2_cut90p_tn | 2050 | Argentina | 0 | 61.0759 | 112.3859 | 1 | 0 | 18 | 1 | 90%Cut,Full | 101
prm15_wcost_re17_c2p1_co2_cut90p_tn | 2050 | Uruguay | 0.57373 | 1.5263 | 1.2311 | 1 | 0 | 17 | 1 | 90%Cut,Full | 101
prm15_wcost_re17_c2p1_co2_cut90p_tn | 2050 | Chile | 0.78325 | 0.17838 | 124.1224 | 1 | 0 | 17 | 1 | 90%Cut,Full | 101
prm15_wcost_re2_c2p1_co2_cut90p_tn | 2050 | Argentina | 0 | 98.3567 | 125.4149 | 1 | 0 | 2 | 0 | 90%Cut,Full | 100
prm15_wcost_re19_c2p1_co2_cut90p_tn | 2050 | Argentina | 0 | 108.5097 | 112.4276 | 1 | 0 | 19 | 1 | 90%Cut,Full | 101
prm15_wcost_re1_c2p1_co2_cut90p_tn | 2050 | Paraguay | 0 | 1.5933 | 0.03124 | 1 | 0 | 1 | 0 | 90%Cut,Full | 100
prm15_wcost_re17_c2p1_co2_cut90p_tn | 2050 | Region-wide | 3.4001 | 177.3526 | 447.1542 | 1 | 0 | 17 | 1 | 90%Cut,Full | 101
prm15_wcost_re19_c2p1_co2_cut90p_tn | 2050 | Region-wide | 0.36559 | 190.0836 | 447.1542 | 1 | 0 | 19 | 1 | 90%Cut,Full | 101
prm15_wcost_re1_c2p1_co2_cut90p_tn | 2050 | Region-wide | 10.1678 | 187.2539 | 447.1542 | 1 | 0 | 1 | 0 | 90%Cut,Full | 100
prm15_wcost_re20_c2p1_co2_cut90p_tn | 2050 | Region-wide | 0.39549 | 160.9249 | 447.1542 | 1 | 0 | 20 | 1 | 90%Cut,Full | 101
prm15_wcost_re3_c2p1_co2_cut90p_tn | 2050 | Region-wide | 6.871 | 176.5032 | 447.1542 | 1 | 0 | 3 | 0 | 90%Cut,Full | 100
prm15_wcost_re12_c2p1_co2_cut90p_tn | 2050 | Region-wide | 3.5811 | 181.8127 | 447.1542 | 1 | 0 | 12 | 1 | 90%Cut,Full | 101
prm15_wcost_re4_c2p1_co2_cut90p_tn | 2050 | Region-wide | 9.6713 | 186.2821 | 447.1542 | 1 | 0 | 4 | 0 | 90%Cut,Full | 100
prm15_wcost_re5_c2p1_co2_cut90p_tn | 2050 | Region-wide | 9.4748 | 189.8526 | 447.1542 | 1 | 0 | 5 | 0 | 90%Cut,Full | 100
prm15_wcost_re6_c2p1_co2_cut90p_tn | 2050 | Region-wide | 11.012 | 185.6615 | 447.1542 | 1 | 0 | 6 | 0 | 90%Cut,Full | 100
prm15_wcost_re19_c2p1_co2_cut90p_tn | 2050 | Brazil | 0 | 76.6228 | 229.0524 | 1 | 0 | 19 | 1 | 90%Cut,Full | 101
prm15_wcost_re7_c2p1_co2_cut90p_tn | 2050 | Region-wide | 10.1632 | 191.1952 | 447.1542 | 1 | 0 | 7 | 0 | 90%Cut,Full | 100
prm15_wcost_re8_c2p1_co2_cut90p_tn | 2050 | Region-wide | 6.9617 | 187.2859 | 447.1542 | 1 | 0 | 8 | 0 | 90%Cut,Full | 100
prm15_wcost_re16_c2p1_co2_cut90p_tn | 2050 | Region-wide | 1.336 | 183.0561 | 447.1542 | 1 | 0 | 16 | 1 | 90%Cut,Full | 101
prm15_wcost_re9_c2p1_co2_cut90p_tn | 2050 | Region-wide | 6.9564 | 168.6365 | 447.1542 | 1 | 0 | 9 | 0 | 90%Cut,Full | 100
prm15_wcost_re18_c2p1_co2_cut90p_tn | 2050 | Region-wide | 0.41847 | 149.1299 | 447.1542 | 1 | 0 | 18 | 1 | 90%Cut,Full | 101
prm15_wcost_re10_c2p1_co2_cut90p_tn | 2050 | Region-wide | 6.6769 | 191.728 | 447.1542 | 1 | 0 | 10 | 0 | 90%Cut,Full | 100
prm15_wcost_re20_c2p1_co2_cut90p_tn | 2050 | Argentina | 0 | 59.0102 | 120.783 | 1 | 0 | 20 | 1 | 90%Cut,Full | 101
prm15_wcost_re20_c2p1_co2_cut90p_tn | 2050 | Chile | 0.20372 | 5.1217 | 138.1923 | 1 | 0 | 20 | 1 | 90%Cut,Full | 101
prm15_wcost_re11_c2p1_co2_cut90p_tn | 2050 | Region-wide | 0.76828 | 172.0833 | 447.1542 | 1 | 0 | 11 | 1 | 90%Cut,Full | 101
prm15_wcost_re20_c2p1_co2_cut90p_tn | 2050 | Brazil | 0 | 86.1942 | 187.362 | 1 | 0 | 20 | 1 | 90%Cut,Full | 101
prm15_wcost_re20_c2p1_co2_cut90p_tn | 2050 | Uruguay | 0.19177 | 4.7496 | 0.7856 | 1 | 0 | 20 | 1 | 90%Cut,Full | 101
prm15_wcost_re19_c2p1_co2_cut90p_tn | 2050 | Uruguay | 0.26837 | 1.2563 | 0.61882 | 1 | 0 | 19 | 1 | 90%Cut,Full | 101
prm15_wcost_re19_c2p1_co2_cut90p_tn | 2050 | Paraguay | 0.09722 | 3.5235 | 0.03124 | 1 | 0 | 19 | 1 | 90%Cut,Full | 101
prm15_wcost_re19_c2p1_co2_cut90p_tn | 2050 | Chile | 0 | 0.17135 | 105.0241 | 1 | 0 | 19 | 1 | 90%Cut,Full | 101
prm15_wcost_re20_c2p1_co2_cut90p_tn | 2050 | Paraguay | 0 | 5.8492 | 0.03124 | 1 | 0 | 20 | 1 | 90%Cut,Full | 101
prm15_wcost_re9_c2p1_co2_cut90p_tn | 2050 | Paraguay | 0 | 6.7947 | 0.03124 | 1 | 0 | 9 | 0 | 90%Cut,Full | 100
prm15_wcost_re13_c2p1_co2_cut90p_tn | 2050 | Region-wide | 0.45398 | 175.1129 | 447.1542 | 1 | 0 | 13 | 1 | 90%Cut,Full | 101
prm15_wcost_re15_c2p1_co2_cut90p_tn | 2050 | Region-wide | 3.6604 | 178.3391 | 447.1542 | 1 | 0 | 15 | 1 | 90%Cut,Full | 101
prm15_wcost_re14_c2p1_co2_cut90p_tn | 2050 | Region-wide | 1.2702 | 182.5381 | 447.1542 | 1 | 0 | 14 | 1 | 90%Cut,Full | 101
prm15_wcost_re2_c2p1_co2_cut90p_tn | 2050 | Region-wide | 9.6165 | 187.7938 | 447.1542 | 1 | 0 | 2 | 0 | 90%Cut,Full | 100
prm15_wcost_re1_c2p1_co2_cut90p_tn | 2050 | Chile | 9.5683 | 0.20876 | 122.8248 | 1 | 0 | 1 | 0 | 90%Cut,Full | 100
prm15_wcost_re1_c2p1_co2_cut90p_tn | 2050 | Brazil | 0 | 105.6221 | 190.8552 | 1 | 0 | 1 | 0 | 90%Cut,Full | 100
prm15_wcost_re1_c2p1_co2_cut90p_tn | 2050 | Argentina | 0 | 78.4772 | 132.4909 | 1 | 0 | 1 | 0 | 90%Cut,Full | 100
prm15_wcost_re4_c2p1_co2_cut90p_tn | 2050 | Uruguay | 0.70571 | 2.4499 | 0.6283 | 1 | 0 | 4 | 0 | 90%Cut,Full | 100
prm15_wcost_re5_c2p1_co2_cut90p_tn | 2050 | Argentina | 0 | 93.5282 | 125.8441 | 1 | 0 | 5 | 0 | 90%Cut,Full | 100
prm15_wcost_re5_c2p1_co2_cut90p_tn | 2050 | Brazil | 0 | 90.5927 | 207.6111 | 1 | 0 | 5 | 0 | 90%Cut,Full | 100
prm15_wcost_re7_c2p1_co2_cut90p_tn | 2050 | Chile | 8.7787 | 0.72185 | 116.0146 | 1 | 0 | 7 | 0 | 90%Cut,Full | 100
prm15_wcost_re9_c2p1_co2_cut90p_tn | 2050 | Argentina | 0 | 49.3583 | 129.4812 | 1 | 0 | 9 | 0 | 90%Cut,Full | 100
prm15_wcost_re8_c2p1_co2_cut90p_tn | 2050 | Uruguay | 0.86888 | 1.9797 | 0.59369 | 1 | 0 | 8 | 0 | 90%Cut,Full | 100
prm15_wcost_re8_c2p1_co2_cut90p_tn | 2050 | Paraguay | 0.10406 | 4.0864 | 0.03124 | 1 | 0 | 8 | 0 | 90%Cut,Full | 100
prm15_wcost_re8_c2p1_co2_cut90p_tn | 2050 | Chile | 5.9888 | 0.61313 | 103.6083 | 1 | 0 | 8 | 0 | 90%Cut,Full | 100
prm15_wcost_re8_c2p1_co2_cut90p_tn | 2050 | Brazil | 0 | 70.8632 | 214.5703 | 1 | 0 | 8 | 0 | 90%Cut,Full | 100
prm15_wcost_re8_c2p1_co2_cut90p_tn | 2050 | Argentina | 0 | 109.7435 | 128.3506 | 1 | 0 | 8 | 0 | 90%Cut,Full | 100
prm15_wcost_re7_c2p1_co2_cut90p_tn | 2050 | Uruguay | 0.66229 | 1.9438 | 0.74147 | 1 | 0 | 7 | 0 | 90%Cut,Full | 100
prm15_wcost_re7_c2p1_co2_cut90p_tn | 2050 | Paraguay | 0.72225 | 2.6938 | 0.03124 | 1 | 0 | 7 | 0 | 90%Cut,Full | 100
prm15_wcost_re7_c2p1_co2_cut90p_tn | 2050 | Brazil | 0 | 97.3042 | 202.0312 | 1 | 0 | 7 | 0 | 90%Cut,Full | 100
prm15_wcost_re5_c2p1_co2_cut90p_tn | 2050 | Chile | 8.0847 | 0.55353 | 113.0798 | 1 | 0 | 5 | 0 | 90%Cut,Full | 100
prm15_wcost_re7_c2p1_co2_cut90p_tn | 2050 | Argentina | 0 | 88.5315 | 128.3357 | 1 | 0 | 7 | 0 | 90%Cut,Full | 100
prm15_wcost_re6_c2p1_co2_cut90p_tn | 2050 | Uruguay | 0.63791 | 1.5158 | 0.93049 | 1 | 0 | 6 | 0 | 90%Cut,Full | 100
prm15_wcost_re6_c2p1_co2_cut90p_tn | 2050 | Paraguay | 0.37407 | 1.914 | 0.03124 | 1 | 0 | 6 | 0 | 90%Cut,Full | 100
prm15_wcost_re6_c2p1_co2_cut90p_tn | 2050 | Chile | 10 | 0.54418 | 120.0749 | 1 | 0 | 6 | 0 | 90%Cut,Full | 100
prm15_wcost_re6_c2p1_co2_cut90p_tn | 2050 | Brazil | 0 | 96.6177 | 195.3634 | 1 | 0 | 6 | 0 | 90%Cut,Full | 100
prm15_wcost_re6_c2p1_co2_cut90p_tn | 2050 | Argentina | 0 | 85.0698 | 130.7541 | 1 | 0 | 6 | 0 | 90%Cut,Full | 100
prm15_wcost_re5_c2p1_co2_cut90p_tn | 2050 | Uruguay | 0.69982 | 1.915 | 0.58786 | 1 | 0 | 5 | 0 | 90%Cut,Full | 100
prm15_wcost_re5_c2p1_co2_cut90p_tn | 2050 | Paraguay | 0.6903 | 3.263 | 0.03124 | 1 | 0 | 5 | 0 | 90%Cut,Full | 100
prm15_wcost_re18_c2p1_co2_cut90p_tn | 2050 | Paraguay | 0.048614 | 5.1536 | 0.03124 | 1 | 0 | 18 | 1 | 90%Cut,Full | 101
prm15_wcost_re12_c2p1_co2_cut90p_tn | 2050 | Argentina | 0 | 110.1036 | 116.5333 | 1 | 0 | 12 | 1 | 90%Cut,Full | 101
prm15_wcost_re1_c2p1_co2_cut90p_tn | 2050 | Uruguay | 0.59948 | 1.3527 | 0.95197 | 1 | 0 | 1 | 0 | 90%Cut,Full | 100
prm15_wcost_re10_c2p1_co2_cut90p_tn | 2050 | Uruguay | 0.50374 | 1.334 | 0.87335 | 1 | 0 | 10 | 0 | 90%Cut,Full | 100

## Supp. Figure 5
Supplementary Figure 5a
| 1 | 2 | 3 | 4 | 5 | 6 | 7 | 8 | 9 | 10 | 11 | 12 | 13 | 14 | 15 | 16 | 17 | 18 | 19 | 20 | 21 | 22 | 23 | 24
1 | 2.8861 | 2.7733 | 2.6214 | 3.278 | 1.6873 | 1.7864 | 1.4908 | 1.4981 | 2.0352 | 2.2637 | 1.0318 | 0.42818 | 0 | 0.012082 | 0.00051347 | 0 | 0 | 0 | 0 | 7.7734e-08 | 0 | 0.52511 | 1.624 | 4.0079
2 | 3.8982 | 2.7366 | 2.6265 | 2.5371 | 2.4425 | 2.104 | 1.6297 | 1.3106 | 2.716 | 3.3825 | 1.6292 | 0.32049 | 0.00013942 | 0 | 0 | 0 | 0 | 0 | 0 | 0 | 0.32911 | 1.802 | 3.5143 | 3.8541
3 | 3.9578 | 2.6724 | 2.8868 | 2.8489 | 2.0648 | 1.8679 | 1.1088 | 0.96788 | 3.012 | 3.083 | 2.2623 | 0.688 | 0.033763 | 0.10106 | 0.079918 | 0.050198 | 0.0006702 | 0 | 0 | 0.038569 | 0.95142 | 2.8074 | 4.4504 | 4.4927
4 | 1.9891 | 1.3352 | 2.3855 | 1.7392 | 1.7453 | 0.74516 | 0.70074 | 1.3589 | 1.6146 | 1.8136 | 2.1234 | 0.45266 | 0.046786 | 0.096075 | 0.11762 | 0.41219 | 0.16692 | 0.0008622 | 0.0027793 | 0.007779 | 0.16195 | 1.2912 | 3.3529 | 2.4743
5 | 2.3641 | 2.3251 | 1.9969 | 2.3695 | 1.6981 | 1.1567 | 1.2402 | 1.4316 | 1.6143 | 2.3806 | 2.9452 | 0.26485 | 0.056365 | 0.029575 | 0.031293 | 0 | 0.080667 | 0 | 0 | 0.018207 | 0.17025 | 1.027 | 3.704 | 2.9655
6 | 2.3485 | 1.807 | 2.5435 | 1.7496 | 1.8621 | 1.575 | 0.63811 | 1.3625 | 1.6614 | 2.318 | 2.2525 | 0.81663 | 0.089294 | 0.12843 | 0.059598 | 0.040129 | 0 | 0 | 0.041545 | 0.03013 | 0.68832 | 2.1967 | 4.8336 | 3.297
7 | 2.092 | 2.8762 | 2.7331 | 1.9875 | 1.5581 | 1.2831 | 1.4405 | 1.2151 | 1.8517 | 2.3287 | 2.4476 | 0.62564 | 0.090248 | 0.056696 | 0.0067914 | 0 | 0 | 0 | 0.0039465 | 0.011369 | 0.85078 | 2.2167 | 4.7086 | 3.6077
8 | 2.6739 | 2.7335 | 2.5761 | 2.6524 | 1.8816 | 1.5108 | 1.151 | 1.8431 | 1.9044 | 1.9096 | 2.7675 | 0.34943 | 0.10474 | 0.05053 | 0.00029192 | 0.0018873 | 0.008364 | 0 | 0 | 0.086172 | 0.12831 | 0.60046 | 3.8435 | 2.5695
9 | 3.5332 | 2.8724 | 2.2923 | 2.5607 | 1.9335 | 1.9317 | 1.5519 | 1.6095 | 2.6967 | 3.2956 | 2.9795 | 0.60833 | 0.0043564 | 0.026092 | 0.010893 | 0.0016143 | 0 | 0 | 0 | 0 | 0.80765 | 2.062 | 4.0277 | 3.8012
10 | 2.869 | 2.3156 | 2.7987 | 2.4604 | 2.6529 | 1.7826 | 1.1622 | 1.7471 | 2.0731 | 3.1347 | 1.3921 | 0.37378 | 0 | 0.054125 | 0.0077646 | 0.07317 | 0.014078 | 0.014432 | 0.1155 | 0.044854 | 0.076861 | 0.81949 | 2.2654 | 3.8083
11 | 2.257 | 1.7441 | 1.5998 | 2.1148 | 1.271 | 0.56025 | 0.11077 | 0.91352 | 1.3897 | 1.9998 | 0.74885 | 0.20301 | 0.046077 | 0.3832 | 0.21336 | 0.29597 | 0.064578 | 0 | 0.051693 | 0.060444 | 0.57895 | 1.3597 | 2.3566 | 3.1943
12 | 2.9886 | 2.3 | 2.4594 | 2.4254 | 1.2006 | 1.2563 | 0.39011 | 0.69964 | 1.5978 | 1.9087 | 0.91231 | 0.19185 | 0.0022468 | 0.046997 | 0.15661 | 0.10406 | 0.019419 | 0 | 0.25458 | 0.063671 | 0.26055 | 1.1279 | 2.5661 | 3.4945
Supplementary Figure 5b
| 1 | 2 | 3 | 4 | 5 | 6 | 7 | 8 | 9 | 10 | 11 | 12 | 13 | 14 | 15 | 16 | 17 | 18 | 19 | 20 | 21 | 22 | 23 | 24
1 | 0.67116 | 0.80753 | 0.13922 | 0.0017447 | 0 | 0.019381 | 0.0015256 | 0.019859 | 0.033126 | 0.17283 | 0.010612 | 0.76199 | 0.15954 | 0.27292 | 0.39102 | 0.041475 | 0.015904 | 0.5635 | 0.43521 | 0.0090433 | 0.24601 | 0.15073 | 0.56606 | 1.159
2 | 0.5613 | 0.15539 | 0 | 0.1358 | 0 | 0.00063615 | 0.0051389 | 0.121 | 0.31469 | 0.10174 | 0 | 0 | 0 | 0.014468 | 0.11731 | 0.080831 | 0 | 0 | 0.0039346 | 0.027829 | 0.010601 | 0.1795 | 0.86049 | 1.5761
3 | 0.4812 | 0.0039869 | 0.12497 | 0 | 0 | 0 | 0 | 0 | 0.019132 | 0.0693 | 0.12021 | 0.023143 | 0 | 0 | 0 | 0 | 0 | 0 | 0 | 0.0079499 | 0.13701 | 0.26699 | 0.48688 | 0.66254
4 | 0.64147 | 0.36664 | 0.37885 | 0.4941 | 0.10341 | 0.1233 | 0.1041 | 0.016178 | 0.33878 | 0.58059 | 0.36943 | 0.18071 | 0.076419 | 0.087576 | 0.074681 | 0.072948 | 0.15341 | 0.13753 | 0.039044 | 0.10273 | 0.12853 | 0.25786 | 1.1054 | 0.39111
5 | 0.23481 | 0.0043521 | 0.0076744 | 0.04495 | 0.14487 | 0.014513 | 0.15134 | 0.015351 | 0.22056 | 0.13736 | 0.19925 | 0.035144 | 0.15432 | 0.024482 | 0.22064 | 0.13471 | 0.84398 | 0.080014 | 0.26382 | 0.097533 | 0.076007 | 0.0012154 | 0.76419 | 1.2732
6 | 0.52632 | 0.47812 | 0.094737 | 0.12741 | 0.076615 | 0.043672 | 0 | 0.061304 | 0.065371 | 0.14124 | 0.15351 | 0.024285 | 0.0041755 | 0.012512 | 0.098631 | 0.6047 | 0.12925 | 0.19009 | 0.31856 | 0.010377 | 0.20073 | 0.2567 | 0.9187 | 1.2538
7 | 0.57908 | 0.020763 | 0.36506 | 0.062143 | 0.071966 | 0.012803 | 0.012779 | 0.042462 | 0.058285 | 0.14344 | 0.083727 | 0.027178 | 0.022906 | 0.015614 | 0.013771 | 0.091211 | 0 | 0 | 0.0059214 | 0.075596 | 0.2581 | 0.45962 | 1.3869 | 0.5754
8 | 0.57697 | 0.44954 | 0.1971 | 0.25548 | 0.019268 | 0.026151 | 0.0063923 | 0.10102 | 0.26889 | 0.46013 | 0.24774 | 0.097541 | 0.14528 | 0.30953 | 0.33783 | 0.26907 | 0.21746 | 0.26932 | 0.22917 | 0.073246 | 0.3579 | 0.30013 | 1.0687 | 1.0111
9 | 0.66095 | 0.43788 | 0.52268 | 0.59349 | 0.031991 | 0.15303 | 0.010329 | 0.10365 | 0.1416 | 0.1154 | 0.045677 | 0.0016643 | 0 | 0.048978 | 0.61805 | 0.64656 | 0.38226 | 0 | 0 | 0.044042 | 0.11708 | 0.29581 | 0.32625 | 1.0696
10 | 0.92046 | 0.38584 | 0.23238 | 0.26971 | 0.003561 | 0 | 0.012005 | 0.1289 | 0.10371 | 0.17585 | 0.025602 | 0.019957 | 0.27985 | 0.02434 | 0.36547 | 0.48969 | 0.46384 | 0.047126 | 0.48416 | 0.14052 | 0.038693 | 0.35376 | 0.24503 | 1.257
11 | 0.81023 | 0.43134 | 0.47797 | 0.26222 | 0.033669 | 0.20071 | 0.031295 | 0.55193 | 0.42295 | 0.96938 | 0.15617 | 0.080396 | 0.025609 | 0.24264 | 0.20203 | 0.25531 | 0.051019 | 0.23673 | 0.10302 | 0.15704 | 0.23802 | 0.35111 | 0.32326 | 0.96573
12 | 0.43865 | 0.34948 | 0.087552 | 0.27041 | 0.029293 | 0.18262 | 0.049765 | 0.14216 | 0.0075202 | 0.1866 | 0.03343 | 0.33863 | 0.099868 | 0.019307 | 0.52769 | 0.46046 | 0.36135 | 0.10208 | 0.18118 | 0.23602 | 0.078637 | 0.2127 | 0.27799 | 0.86116
Supplementary Figure 5c
| 1 | 2 | 3 | 4 | 5 | 6 | 7 | 8 | 9 | 10 | 11 | 12 | 13 | 14 | 15 | 16 | 17 | 18 | 19 | 20 | 21 | 22 | 23 | 24
1 | 0.0064482 | 0.063006 | 0.084146 | 0.13917 | 0.12398 | 0.058262 | 0.01713 | 0.026443 | 0.0046695 | 0 | 0.020605 | 1.3878 | 2.2516 | 3.1125 | 4.2482 | 4.5406 | 4.7249 | 4.8462 | 4.2651 | 3.3058 | 2.2718 | 0.44573 | 0 | 0
2 | 0.0061159 | 0.045548 | 0.113 | 0.23921 | 0.35446 | 0.37893 | 0.43741 | 0.067962 | 0.0061246 | 0 | 0.099166 | 2.1426 | 2.6776 | 3.4843 | 4.7131 | 5.0604 | 5.3905 | 5.8454 | 5.8039 | 4.2954 | 2.0465 | 0.47499 | 0 | 0
3 | 0 | 0.06813 | 0.28862 | 0.67086 | 0.88248 | 0.89132 | 1 | 0.5223 | 0.14025 | 0.016183 | 0.071361 | 1.7796 | 2.8841 | 3.8653 | 5.0279 | 5.4822 | 5.7563 | 6.2578 | 5.8583 | 3.6734 | 2.1512 | 0.56071 | 0 | 0
4 | 0.054693 | 0.17315 | 0.13696 | 0.26069 | 0.23091 | 0.4199 | 0.49831 | 0.25996 | 0.11356 | 0.048657 | 0.018335 | 1.8946 | 1.7482 | 2.4412 | 2.9175 | 3.1755 | 2.9975 | 3.2955 | 3.7099 | 3.9429 | 2.7751 | 1.7542 | 0 | 0.029707
5 | 0.044012 | 0.087145 | 0.14783 | 0.10934 | 0.028732 | 0.19446 | 0.24948 | 0.11921 | 0.13191 | 0.037072 | 0.1184 | 0.13436 | 2.145 | 3.1716 | 3.7069 | 4.4484 | 4.7439 | 4.9446 | 4.5309 | 3.8109 | 2.7454 | 0.82765 | 0.0037976 | 0.034494
6 | 0.037169 | 0.17005 | 0.33729 | 0.51156 | 1.1156 | 1.1601 | 1.01 | 0.36886 | 0.049256 | 0 | 0 | 0.029071 | 1.8106 | 3.2282 | 4.1284 | 4.4423 | 4.9087 | 5.327 | 4.9779 | 3.5874 | 1.6311 | 0 | 0 | 0
7 | 0 | 0.19979 | 0.45598 | 0.54057 | 0.81045 | 0.79048 | 1.0369 | 0.3092 | 0.0024775 | 0 | 0 | 0.037721 | 2.531 | 3.5141 | 4.3177 | 4.7511 | 5.0996 | 5.6655 | 5.1388 | 3.5781 | 1.7071 | 0.0043222 | 0 | 0
8 | 0.020951 | 0.0052862 | 0.031843 | 0.14112 | 0.16289 | 0.17656 | 0.14781 | 0.0089565 | 0 | 0.0079227 | 0.01468 | 1.317 | 2.6717 | 3.0097 | 4.389 | 4.6315 | 4.7639 | 4.521 | 4.5931 | 3.3239 | 2.5191 | 0.74083 | 0.0030785 | 0
9 | 0.00095804 | 0.082709 | 0.29132 | 0.56836 | 0.78511 | 0.76652 | 0.70882 | 0.19847 | 0.020895 | 0 | 0 | 0.90806 | 2.1048 | 3.8295 | 4.4058 | 4.8466 | 5.4305 | 5.9223 | 5.8788 | 4.4129 | 2.4588 | 2.1679 | 0 | 0
10 | 0 | 0.037667 | 0.11159 | 0.19447 | 0.23134 | 0.16975 | 0.23879 | 0.069566 | 0.015538 | 0 | 0 | 1.2812 | 2.2891 | 3.237 | 4.2641 | 4.3074 | 4.4483 | 4.3769 | 4.7976 | 4.1412 | 3.0536 | 2.2623 | 0.03157 | 0
11 | 0.015903 | 0.202 | 0.29578 | 0.48109 | 0.73167 | 0.71013 | 0.81818 | 0.36569 | 0.013992 | 0 | 0.77906 | 1.8668 | 1.7035 | 0.79292 | 2.4629 | 2.6574 | 2.0424 | 3.4767 | 3.0416 | 2.716 | 1.7046 | 1.7299 | 1.25 | 0.016218
12 | 0.0031882 | 0.072593 | 0.36298 | 0.40304 | 0.6798 | 0.57684 | 0.88591 | 0.24229 | 0.013309 | 0.042986 | 0.61161 | 1.2232 | 1.7341 | 2.3676 | 3.3658 | 1.8934 | 2.802 | 4.8417 | 3.6129 | 3.2129 | 2.3145 | 1.1293 | 0.94767 | 0.0067778
Supplementary Figure 5d
| 1 | 2 | 3 | 4 | 5 | 6 | 7 | 8 | 9 | 10 | 11 | 12 | 13 | 14 | 15 | 16 | 17 | 18 | 19 | 20 | 21 | 22 | 23 | 24
1 | 0.00061612 | 0.007666 | 0.028165 | 0.061415 | 0.04642 | 0.032835 | 0.031124 | 0.00059669 | 0 | 0 | 1.0344 | 0.25739 | 0.65093 | 0.44405 | 0.33003 | 0.80791 | 0.53441 | 0.628 | 1.0196 | 0.82061 | 0.62854 | 0.093671 | 0.40084 | 0.00078228
2 | 0.001678 | 8.2207e-05 | 0 | 0.0077782 | 0.034132 | 0.017891 | 0.0030837 | 0.0013378 | 0.0042212 | 0 | 0 | 0.53374 | 0.44648 | 0.0072773 | 0 | 0.0048571 | 0.032469 | 0.73339 | 1.7205 | 1.1451 | 0.34707 | 0 | 0 | 0
3 | 0.00021137 | 0.0023315 | 0.003275 | 0.0032786 | 9.2268e-05 | 0 | 0.025207 | 0.017035 | 0.037671 | 0.0094204 | 0 | 0 | 0.049061 | 0.053813 | 0.067129 | 0.10034 | 0.14468 | 0.43685 | 1.3275 | 0.55954 | 0.0020269 | 0 | 0 | 0
4 | 0.088768 | 0.12638 | 0.092864 | 0.15581 | 0.079032 | 0.3788 | 0.57305 | 0.54363 | 0.30486 | 0.018963 | 0.025884 | 0.11143 | 0.21377 | 0.30325 | 0.27566 | 0.32381 | 0.31823 | 0.89661 | 0.76826 | 0.63739 | 0.49192 | 0.62966 | 0.067101 | 0.16392
5 | 0.019705 | 0.020455 | 0.14747 | 0.013144 | 0.034509 | 0.026546 | 0.14068 | 0.22399 | 0.058722 | 0.020749 | 0.033904 | 0.32136 | 0.36505 | 0.63215 | 0.40845 | 0.56139 | 0.44058 | 0.96512 | 0.62482 | 0.29785 | 0.36457 | 0.39443 | 0.0013657 | 0.0022459
6 | 0.00082567 | 0.0012154 | 0.0012668 | 0.03376 | 0.091307 | 0.090416 | 0.078785 | 0.002041 | 0.00022056 | 0 | 0 | 0.00082567 | 0.26329 | 0.67082 | 0.81598 | 0.32 | 0.80491 | 1.2531 | 0.80037 | 0.5524 | 0.74291 | 0.3187 | 0.0012154 | 0
7 | 0 | 0.043131 | 0.066694 | 0.057869 | 0.052975 | 0.056216 | 0.026492 | 0 | 0 | 0 | 0 | 0 | 0.85399 | 0.43668 | 0.21859 | 0.13902 | 0.39605 | 1.1559 | 1.5757 | 0.10122 | 0 | 0 | 0 | 0
8 | 0.0036458 | 0.019362 | 0.1596 | 0.151 | 0.23145 | 0.23631 | 0.27072 | 0.00041857 | 0 | 0 | 0 | 0.15551 | 0.61702 | 0.53783 | 0.78089 | 0.26744 | 0.94769 | 1.3091 | 1.252 | 0.65065 | 0.58897 | 0.44534 | 0 | 0.00045243
9 | 0 | 0.010487 | 0.021237 | 0.014182 | 0.0041492 | 0.0054686 | 0.082364 | 0.0080428 | 0.0027048 | 0 | 0 | 0 | 1.5666 | 0.55721 | 0.086033 | 0.13257 | 0.042757 | 2.08 | 2.2521 | 0.65668 | 0 | 0 | 0 | 0
10 | 0.01349 | 0 | 0.010447 | 0.020953 | 0.035469 | 0.066895 | 0.0772 | 0.0035535 | 0.0044194 | 0.005093 | 0.0011551 | 0.35439 | 0.51824 | 0.71795 | 0.74056 | 0.2883 | 0.27901 | 1.4044 | 0.35192 | 0.83861 | 1.0356 | 0.55637 | 0.33506 | 0
11 | 0.035873 | 0.23889 | 0.34096 | 0.33786 | 0.32079 | 0.28735 | 0.64527 | 0.19337 | 0.025497 | 0.073165 | 0.13281 | 0.3416 | 0.16433 | 0.25673 | 0.55311 | 0.18782 | 0.3988 | 0.67166 | 0.81932 | 0.88711 | 1.2277 | 0.62637 | 0.14761 | 0.061352
12 | 0.009519 | 0.020815 | 0.039928 | 0.079354 | 0.058942 | 0.069623 | 0.16356 | 0.016759 | 0.029613 | 0.006761 | 0.47858 | 0.12624 | 0.49713 | 0.57878 | 0.419 | 0.2821 | 0.3226 | 0.41778 | 0.73909 | 0.46943 | 0.96772 | 0.57962 | 0.16933 | 0.0077408
Supplementary Figure 5e
| 1 | 2 | 3 | 4 | 5 | 6 | 7 | 8 | 9 | 10 | 11 | 12 | 13 | 14 | 15 | 16 | 17 | 18 | 19 | 20 | 21 | 22 | 23 | 24
1 | 6.8357 | 8.653 | 8.5481 | 8.9612 | 8.6379 | 8.9585 | 8.289 | 8.4205 | 7.0602 | 5.2876 | 5.9165 | 7.3433 | 7.8799 | 9.0343 | 8.4724 | 9.1168 | 9.2748 | 9.5826 | 10.7898 | 9.1805 | 7.6488 | 6.8808 | 6.7066 | 6.8007
2 | 2.9524 | 5.1188 | 5.5961 | 5.884 | 6.052 | 5.8974 | 5.7402 | 4.8017 | 3.731 | 2.9652 | 2.6315 | 3.9929 | 5.5229 | 5.3417 | 5.4025 | 5.1911 | 6.3331 | 5.8259 | 7.5978 | 5.9256 | 4.978 | 3.3044 | 3.1025 | 3.4854
3 | 3.3573e-17 | 1.5499e-17 | 2.4647e-17 | 0.0045061 | 0.00079729 | 2.6557e-17 | 3.1308e-17 | 2.7578e-17 | 1.3904e-19 | 1.4926e-17 | 5.4635e-17 | 9.4991e-17 | 6.2172e-19 | 0.24124 | 0.5038 | 0.48899 | 0.54323 | 0.41494 | 0.34872 | 0.61325 | 0.096923 | 1.1365e-17 | 4.7292e-17 | 6.6125e-17
4 | 15.7949 | 18.5725 | 19.256 | 17.8987 | 18.2145 | 16.9835 | 16.7618 | 16.1069 | 15.489 | 12.5335 | 14.5438 | 20.4472 | 27.8569 | 37.674 | 42.5867 | 40.9584 | 38.7399 | 35.9516 | 31.291 | 23.5947 | 18.5284 | 13.2496 | 14.497 | 13.7664
5 | 13.069 | 15.2144 | 14.5841 | 15.878 | 15.2056 | 16.209 | 14.7648 | 13.6332 | 13.3412 | 13.3956 | 13.081 | 16.3085 | 21.933 | 23.7098 | 24.7832 | 28.9136 | 26.1093 | 26.1283 | 23.6051 | 16.493 | 12.6064 | 12.3591 | 10.1415 | 12.3267
6 | 7.8958 | 10.7433 | 10.3512 | 11.5391 | 11.0186 | 11.8621 | 10.8766 | 11.7194 | 8.7178 | 8.948 | 10.0377 | 14.3351 | 19.4168 | 23.5324 | 25.7213 | 26.8614 | 25.6708 | 23.0329 | 19.0543 | 10.0969 | 10.7388 | 8.0005 | 8.0057 | 8.9172
7 | 0.91231 | 0.60837 | 1.0147 | 0.58039 | 0.9093 | 1.876 | 0.91481 | 0.93083 | 0.28976 | 0.36936 | 0.45025 | 3.7801 | 10.447 | 11.0831 | 9.2373 | 7.3338 | 5.5147 | 6.5532 | 2.8802 | 2.279 | 0.28433 | 1.0676 | 0.47623 | 0.54782
8 | 6.1691 | 9.1373 | 9.4827 | 10.5354 | 10.6229 | 10.8102 | 10.1956 | 8.9868 | 8.7367 | 7.4408 | 6.6072 | 12.3326 | 18.3848 | 18.34 | 18.3253 | 17.4293 | 15.9925 | 18.7483 | 13.9474 | 10.8322 | 7.1236 | 5.7996 | 5.0879 | 6.163
9 | 0.68334 | 2.2784 | 3.4623 | 4.2625 | 4.1638 | 4.1145 | 3.5018 | 2.5941 | 1.6501 | 0.65047 | 0.74434 | 1.723 | 4.3957 | 3.1845 | 4.1105 | 4.565 | 4.5741 | 6.0681 | 5.908 | 4.2627 | 2.9303 | 0.67031 | 0.33657 | 0.52017
10 | 4.4581 | 6.8914 | 7.9664 | 8.4814 | 8.75 | 8.6251 | 8.3672 | 7.3589 | 5.8431 | 5.015 | 5.2843 | 5.5897 | 9.0712 | 10.7458 | 11.2519 | 11.933 | 12.1266 | 13.0683 | 13.5598 | 11.0548 | 8.1981 | 6.1888 | 4.0738 | 3.5472
11 | 6.3256 | 9.0712 | 8.9758 | 9.534 | 9.0384 | 8.431 | 7.9565 | 7.8764 | 7.0773 | 5.4538 | 5.7948 | 8.5078 | 11.6292 | 15.0208 | 15.0327 | 14.4681 | 16.3777 | 15.6017 | 16.6671 | 15.5319 | 12.5933 | 10.0657 | 10.1353 | 6.7854
12 | 10.5508 | 13.6211 | 12.5762 | 13.4144 | 11.5324 | 12.3279 | 11.0409 | 10.4859 | 8.5291 | 8.3678 | 11.7154 | 17.4272 | 19.9714 | 21.014 | 19.4078 | 21.348 | 22.7325 | 19.3869 | 18.6833 | 16.5653 | 14.0301 | 13.9116 | 11.627 | 10.1219
Supplementary Figure 5f
| 1 | 2 | 3 | 4 | 5 | 6 | 7 | 8 | 9 | 10 | 11 | 12 | 13 | 14 | 15 | 16 | 17 | 18 | 19 | 20 | 21 | 22 | 23 | 24
1 | 2.3394 | 4.0871 | 3.8336 | 3.8229 | 3.266 | 2.7447 | 2.4356 | 1.9783 | 1.3712 | 0.97841 | 0.96333 | 3.4433 | 2.9484 | 3.7428 | 4.2599 | 2.9028 | 4.9151 | 6.4459 | 7.4099 | 5.6683 | 4.1379 | 3.4355 | 2.5851 | 2.366
2 | 3.3889e-13 | 4.7366e-13 | 0.03162 | 0.056239 | 0.056669 | 0.034385 | -2.0038e-13 | -5.3547e-13 | -2.0091e-13 | -9.9587e-14 | -2.5761e-13 | -4.6144e-14 | 1.1664e-12 | 3.4666e-13 | 1.6359e-13 | -5.7384e-12 | 1.2356e-12 | 0.031394 | 0.29914 | 0.012118 | -1.1432e-13 | 6.3548e-13 | 1.1355e-12 | 1.0682e-12
3 | 1.5783e-12 | 6.1145e-13 | -3.9266e-13 | 3.4275e-13 | 7.811e-13 | 1.4738e-13 | 1.328e-12 | 1.3946e-12 | 4.3421e-13 | 2.7546e-13 | -3.2846e-12 | -3.8016e-12 | -2.186e-12 | 6.9768e-12 | 3.7872e-12 | 5.8457e-12 | 1.9029e-12 | 2.8661e-12 | 1.6669e-12 | -1.824e-12 | 3.955e-13 | 4.3118e-13 | -7.6526e-14 | 1.7482e-12
4 | 12.5855 | 14.7082 | 14.5001 | 15.8446 | 14.7344 | 14.6894 | 13.837 | 12.7836 | 10.4005 | 10.8415 | 13.035 | 19.9834 | 23.9543 | 30.39 | 35.2205 | 32.6088 | 31.6785 | 31.6998 | 28.9422 | 21.3183 | 15.5515 | 11.1606 | 10.1813 | 12.7637
5 | 8.5423 | 10.4309 | 10.9493 | 11.5957 | 11.6602 | 11.8207 | 11.1396 | 10.2601 | 8.8218 | 7.7349 | 8.018 | 14.7486 | 18.7177 | 21.4989 | 23.5644 | 22.4715 | 26.4204 | 24.2445 | 22.5495 | 13.4561 | 11.1355 | 7.7375 | 6.2096 | 8.3844
6 | 3.946 | 4.9556 | 5.7046 | 6.6846 | 6.462 | 7.1697 | 6.0339 | 5.2784 | 4.2165 | 3.5489 | 7.2146 | 11.9717 | 20.4128 | 21.4276 | 20.4034 | 24.0618 | 21.3677 | 20.9361 | 16.1722 | 9.6816 | 4.6289 | 2.4563 | 2.5659 | 4.6004
7 | 3.1113e-13 | 0.0060762 | 0.0045404 | 0.0053896 | 0.0026821 | -1.2815e-12 | 1.3141e-12 | 9.1154e-13 | 3.0824e-13 | 1.1903e-12 | 3.5437e-12 | 0.20903 | 3.7497 | 3.556 | 2.7527 | 1.8716 | 0.40023 | 1.9657 | 0.049137 | -1.4937e-12 | 8.245e-13 | -2.1376e-12 | 8.8831e-14 | 1.2961e-12
8 | 1.1 | 3.059 | 3.9645 | 4.1902 | 4.4726 | 4.0858 | 3.3679 | 3.1782 | 2.3243 | 1.821 | 1.6078 | 4.7107 | 11.0366 | 9.8355 | 10.0312 | 10.8284 | 9.8584 | 12.3239 | 9.1009 | 5.106 | 2.3601 | 0.75062 | 0.51785 | 1.0074
9 | 1.0339e-14 | 6.1382e-14 | -5.1617e-14 | 0.028186 | 0.03211 | 0.017813 | -8.8062e-14 | -1.2066e-13 | 2.0581e-14 | 2.8199e-13 | 2.5403e-12 | 1.3855e-12 | 0.1932 | 0.050951 | 0.026732 | 0.0525 | 0.10478 | 1.1441 | 0.98637 | 0.1092 | 0.0056148 | 2.416e-13 | 2.1223e-13 | -2.4564e-13
10 | 0.3768 | 1.4923 | 2.4588 | 2.4642 | 2.2109 | 2.2552 | 1.8716 | 1.6666 | 1.0971 | 0.65743 | 0.33581 | 0.66309 | 2.8144 | 2.9209 | 3.5461 | 4.1851 | 4.9039 | 4.6692 | 7.2239 | 5.1132 | 2.8557 | 2.4176 | 0.14773 | 0.2794
11 | 1.8934 | 2.9105 | 3.1897 | 3.0397 | 2.5813 | 3.1907 | 2.9475 | 2.7786 | 1.6664 | 1.6549 | 1.4643 | 3.662 | 4.6701 | 4.5258 | 4.7254 | 4.718 | 5.5093 | 6.888 | 8.1885 | 6.9787 | 6.1424 | 5.5074 | 5.2468 | 2.117
12 | 5.7663 | 7.9468 | 7.0798 | 7.3876 | 8.491 | 7.726 | 7.4319 | 7.897 | 6.3833 | 5.352 | 9.2852 | 12.8396 | 16.226 | 12.4172 | 12.5703 | 13.6662 | 13.2082 | 14.7819 | 14.125 | 12.7772 | 10.7761 | 9.4803 | 7.9366 | 6.4374

## Supp. Figure 6
timepoint | month | Battery_discharge | Biomass | Coal | Diesel | Gas | Geothermal | Hydro | Nuclear | Solar | Wind | load | curt | Battery_charge | group
20350401 | 4 | 0 | 0.354 | 0 | 0 | 4.2798 | 0.066588 | 115.4162 | 3.745 | 0 | 12.8067 | 136.5374 | 5.0511 | 0 | 1
20350402 | 4 | 0 | 0.354 | 0 | 0 | 4.1601 | 0.066588 | 106.0196 | 3.745 | 0 | 12.8982 | 127.0915 | 4.8196 | 0 | 1
20350403 | 4 | 0 | 0.354 | 0 | 0 | 4.2074 | 0.066588 | 102.0208 | 3.745 | 0 | 12.4094 | 122.6898 | 5.1633 | 0 | 1
20350404 | 4 | 0 | 0.354 | 0 | 0 | 4.0642 | 0.066588 | 98.7508 | 3.745 | 0 | 12.9342 | 119.7922 | 4.4285 | 0 | 1
20350405 | 4 | 0 | 0.354 | 0 | 0 | 3.6367 | 0.066588 | 97.6685 | 3.745 | 0 | 12.9053 | 118.2721 | 4.4489 | 0 | 1
20350406 | 4 | 0 | 0.354 | 0 | 0 | 3.2082 | 0.066588 | 97.1097 | 3.745 | 0 | 13.5175 | 117.8927 | 3.6765 | 0 | 1
20350407 | 4 | 0 | 0.354 | 0 | 0 | 2.8272 | 0.066588 | 99.4307 | 3.745 | 0 | 12.5622 | 118.8701 | 4.4462 | 0 | 1
20350408 | 4 | 0 | 0.354 | 0 | 0 | 3.3476 | 0.066588 | 106.5466 | 3.745 | 0 | 12.6656 | 126.6193 | 4.1441 | 0 | 1
20350409 | 4 | 0 | 0.354 | 0 | 0 | 3.8116 | 0.066588 | 116.2135 | 3.745 | 0.031112 | 13.5298 | 137.6109 | 3.1896 | 0 | 1
20350410 | 4 | 0 | 0.354 | 0 | 0 | 4.0916 | 0.066588 | 115.9151 | 3.745 | 7.1334 | 12.8199 | 144.0113 | 4.6716 | 0 | 1
20350411 | 4 | 0 | 0.354 | 0 | 0 | 4.3065 | 0.066588 | 108.3014 | 3.745 | 18.3875 | 13.692 | 148.7364 | 12.9981 | 0 | 1
20350412 | 4 | 0 | 0.21981 | 0 | 0 | 0.649 | 0.066588 | 104.3551 | 3.745 | 28.8256 | 13.5814 | 151.3507 | 28.1752 | 0 | 1
20350413 | 4 | 0 | 0.21981 | 0 | 0 | 0.649 | 0.066588 | 105.7885 | 3.745 | 29.616 | 10.6724 | 150.636 | 40.8662 | 0 | 1
20350414 | 4 | 0 | 0.21981 | 0 | 0 | 0.649 | 0.066588 | 106.9158 | 3.745 | 33.5541 | 11.5932 | 156.633 | 41.0884 | 0 | 1
20350415 | 4 | 0 | 0.21981 | 0 | 0 | 0.649 | 0.066588 | 95.2615 | 3.745 | 45.8211 | 13.641 | 159.3046 | 28.6647 | 0 | 1
20350416 | 4 | 0 | 0.21981 | 0 | 0 | 0.649 | 0.066588 | 104.0669 | 3.745 | 38.4831 | 11.9992 | 159.1048 | 36.8221 | 0 | 1
20350417 | 4 | 0 | 0.21981 | 0 | 0 | 0.649 | 0.066588 | 100.7652 | 3.745 | 38.8309 | 12.6945 | 156.8782 | 33.0847 | 0 | 1
20350418 | 4 | 0 | 0.21981 | 0 | 0 | 0.649 | 0.066588 | 95.5024 | 3.745 | 35.5108 | 12.5297 | 148.1252 | 31.9437 | 0 | 1
20350419 | 4 | 0 | 0.21981 | 0 | 0 | 0.649 | 0.066588 | 89.4822 | 3.745 | 39.4069 | 13.4742 | 146.9543 | 18.9697 | 0 | 1
20350420 | 4 | 0 | 0.21981 | 0 | 0 | 0.649 | 0.066588 | 99.6261 | 3.745 | 31.1242 | 13.7907 | 149.1336 | 13.5377 | 0 | 1
20350421 | 4 | 0 | 0.21981 | 0 | 0 | 0.649 | 0.066588 | 112.361 | 3.745 | 20.6401 | 13.4003 | 150.982 | 7.2127 | 0 | 1
20350422 | 4 | 0 | 0.26698 | 0 | 0 | 0.65238 | 0.066588 | 124.7079 | 3.745 | 10.9727 | 12.2497 | 152.5324 | 5.7682 | 0 | 1
20350423 | 4 | 0 | 0.354 | 0 | 0 | 4.5032 | 0.066588 | 126.6018 | 3.745 | 0.23037 | 13.9364 | 149.3211 | 4.1966 | 0 | 1
20350424 | 4 | 0 | 0.354 | 0 | 0 | 4.4689 | 0.066588 | 120.3629 | 3.745 | 0 | 13.7581 | 142.6283 | 4.3107 | 0 | 1
20350801 | 8 | 0 | 10.2931 | 1.5699 | 0 | 29.6925 | 0.066588 | 74.5397 | 3.745 | 0 | 28.4843 | 148.2915 | -9.9476e-18 | 0 | 1
20350802 | 8 | 0 | 10.2931 | 1.6088 | 0 | 29.8639 | 0.066588 | 63.892 | 3.745 | 0 | 28.4481 | 137.8106 | 3.4106e-17 | 0 | 1
20350803 | 8 | 0 | 10.2932 | 1.5814 | 0 | 29.8451 | 0.066588 | 59.3394 | 3.745 | 0 | 28.2052 | 132.9688 | 6.2528e-17 | 0 | 1
20350804 | 8 | 0 | 10.2921 | 1.5704 | 0 | 29.599 | 0.066588 | 56.8058 | 3.745 | 0 | 27.8099 | 129.7872 | 0.0043008 | 0 | 1
20350805 | 8 | 0 | 10.2921 | 1.5699 | 0 | 29.6264 | 0.066588 | 55.5295 | 3.745 | 0 | 27.4091 | 128.145 | -1.2079e-16 | 0 | 1
20350806 | 8 | 0 | 10.2921 | 1.5116 | 0 | 29.5184 | 0.066588 | 55.6996 | 3.745 | 0 | 27.0061 | 127.7516 | -3.1264e-17 | 0 | 1
20350807 | 8 | 0 | 10.2932 | 1.3614 | 0 | 29.361 | 0.066588 | 57.3659 | 3.745 | 0 | 26.7358 | 128.8409 | -5.6843e-17 | 0 | 1
20350808 | 8 | 0 | 10.2931 | 1.5699 | 0 | 29.6763 | 0.066588 | 65.3276 | 3.745 | 0 | 26.6703 | 137.2443 | 8.5265e-18 | 0 | 1
20350809 | 8 | 0 | 10.2931 | 1.5912 | 0 | 29.8606 | 0.066588 | 77.0251 | 3.745 | 0.24144 | 26.4669 | 149.1829 | 1.1398e-17 | 0 | 1
20350810 | 8 | 0 | 10.2932 | 1.6033 | 0 | 29.9962 | 0.066588 | 66.1729 | 3.745 | 16.8296 | 27.5505 | 156.1502 | 2.2546e-16 | 0 | 1
20350811 | 8 | 0 | 10.2931 | 1.5657 | 0 | 29.3434 | 0.066588 | 43.4406 | 3.745 | 41.2655 | 31.6781 | 161.291 | -1.0952e-17 | 0 | 1
20350812 | 8 | 0 | 10.2931 | 0.53314 | 0 | 27.094 | 0.066588 | 27.1057 | 3.745 | 63.7632 | 31.7088 | 164.2026 | -1.4921e-17 | 0 | 1
20350813 | 8 | 0 | 10.2871 | 0.41038 | 0 | 21.0349 | 0.066588 | 23.7094 | 3.745 | 74.7077 | 29.702 | 163.5563 | -2.4585e-16 | 0 | 1
20350814 | 8 | 0 | 10.2931 | 0.43162 | 0 | 22.5293 | 0.066588 | 27.2309 | 3.745 | 77.6239 | 28.2796 | 170.0943 | 8.1002e-17 | 0 | 1
20350815 | 8 | 0 | 10.2082 | 0.48555 | 0 | 23.3459 | 0.066588 | 29.1091 | 3.745 | 78.2203 | 27.8786 | 172.973 | 0.0012997 | 0 | 1
20350816 | 8 | 0 | 10.1869 | 0.53277 | 0 | 23.3195 | 0.066588 | 29.7845 | 3.745 | 77.7762 | 27.3993 | 172.7377 | 0.060326 | 0 | 1
20350817 | 8 | 0 | 10.281 | 0.45807 | 0 | 23.1347 | 0.066588 | 29.0915 | 3.745 | 76.5333 | 27.0129 | 170.2714 | -2.6645e-16 | 0 | 1
20350818 | 8 | 0 | 10.2854 | 0.44928 | 0 | 20.7885 | 0.066588 | 24.8595 | 3.745 | 73.7856 | 26.8372 | 160.7749 | 0.29481 | 0 | 1
20350819 | 8 | 0 | 10.1911 | 0.60556 | 0 | 22.8589 | 0.066588 | 27.3923 | 3.745 | 67.7495 | 26.9043 | 159.4488 | 0.74303 | 0 | 1
20350820 | 8 | 0 | 10.228 | 0.89855 | 0 | 23.6046 | 0.066588 | 40.9888 | 3.745 | 54.8213 | 27.6433 | 161.889 | 0.0049869 | 0 | 1
20350821 | 8 | 0 | 10.2931 | 0.90278 | 0 | 25.4578 | 0.066588 | 67.6568 | 3.745 | 28.1681 | 27.7843 | 163.9675 | 7.6711e-17 | 0 | 1
20350822 | 8 | 0 | 10.2932 | 0.92045 | 0 | 28.2328 | 0.066588 | 83.721 | 3.745 | 10.9083 | 27.8753 | 165.6555 | 1.7545e-16 | 0 | 1
20350823 | 8 | 0 | 10.2931 | 1.5425 | 0 | 29.955 | 0.066588 | 88.4635 | 3.745 | 0.060577 | 28.1426 | 162.1618 | 1.0255e-16 | 0 | 1
20350824 | 8 | 0 | 10.2931 | 1.5425 | 0 | 29.419 | 0.066588 | 81.6484 | 3.745 | 0 | 28.2606 | 154.8681 | 9.9476e-18 | 0 | 1
20351201 | 12 | 0 | 8.3129 | 0 | 0 | 5.5012 | 0.066588 | 113.4364 | 3.745 | 0 | 27.8671 | 158.8802 | -6.2528e-17 | 0 | 1
20351202 | 12 | 0 | 8.5387 | 0 | 0 | 5.3749 | 0.066588 | 103.148 | 3.745 | 0 | 27.0287 | 147.8685 | 6.3949e-18 | 0 | 1
20351203 | 12 | 0 | 8.59 | 0 | 0 | 5.3504 | 0.066588 | 98.9501 | 3.745 | 0 | 26.0506 | 142.6933 | 2.9843e-17 | 0 | 1
20351204 | 12 | 0 | 8.6884 | 0 | 0 | 5.2395 | 0.066588 | 96.5309 | 3.745 | 0 | 25.082 | 139.3145 | -4.2633e-17 | 0 | 1
20351205 | 12 | 0 | 8.6685 | 0 | 0 | 4.9164 | 0.066588 | 95.9064 | 3.745 | 0 | 24.3361 | 137.5905 | -2.025e-16 | 0 | 1
20351206 | 12 | 0 | 8.1737 | 0 | 0 | 4.4512 | 0.066588 | 97.1686 | 3.745 | 0 | 23.6238 | 137.1943 | -4.4764e-17 | 0 | 1
20351207 | 12 | 0 | 8.5166 | 0 | 0 | 4.0115 | 0.066588 | 99.1441 | 3.745 | 0 | 22.936 | 138.3761 | 2.4514e-16 | 0 | 1
20351208 | 12 | 0 | 8.4194 | 0 | 0 | 4.5266 | 0.066588 | 108.411 | 3.745 | 0 | 22.3084 | 147.4251 | -2.7711e-17 | 0 | 1
20351209 | 12 | 0 | 8.6884 | 0 | 0 | 4.9034 | 0.066588 | 119.0047 | 3.745 | 2.1001 | 21.8133 | 160.264 | 6.5122e-17 | 0 | 1
20351210 | 12 | 0 | 8.294 | 0 | 0 | 4.6859 | 0.066588 | 104.4183 | 3.745 | 22.1403 | 24.4407 | 167.7369 | 7.3674e-17 | 0 | 1
20351211 | 12 | 0 | 8.5166 | 0 | 0 | 3.4959 | 0.066588 | 79.9589 | 3.745 | 51.5078 | 25.9591 | 173.2118 | 7.212e-17 | 0 | 1
20351212 | 12 | 0 | 8.2501 | 0 | 0 | 3.3881 | 0.066588 | 69.881 | 3.745 | 64.7858 | 26.1559 | 176.2322 | -2.7711e-16 | 0 | 1
20351213 | 12 | 0 | 8.2579 | 0 | 0 | 3.3541 | 0.066588 | 63.848 | 3.745 | 70.9107 | 25.2185 | 175.357 | -2.0961e-16 | 0 | 1
20351214 | 12 | 0 | 8.241 | 0 | 0 | 3.2431 | 0.066588 | 69.1917 | 3.745 | 73.5832 | 24.3386 | 182.3656 | -1.1156e-16 | 0 | 1
20351215 | 12 | 0 | 8.4438 | 0 | 0 | 3.3505 | 0.066588 | 71.7919 | 3.745 | 74.1091 | 24.0247 | 185.4928 | 3.1903e-16 | 0 | 1
20351216 | 12 | 0 | 8.1461 | 0 | 0 | 3.563 | 0.066588 | 72.3356 | 3.745 | 73.349 | 24.0895 | 185.2502 | 9.4502e-17 | 0 | 1
20351217 | 12 | 0 | 8.3917 | 0 | 0 | 3.4714 | 0.066588 | 71.3004 | 3.745 | 71.3095 | 24.3843 | 182.6303 | -4.7606e-17 | 0 | 1
20351218 | 12 | 0 | 8.358 | 0 | 0 | 3.2787 | 0.066588 | 64.6991 | 3.745 | 67.2971 | 24.9702 | 172.3672 | 0.031849 | 0 | 1
20351219 | 12 | 0 | 8.2021 | 0 | 0 | 3.3225 | 0.066588 | 69.9406 | 3.745 | 59.9244 | 25.8885 | 171.0404 | 0.32211 | 0 | 1
20351220 | 12 | 0 | 8.175 | 0 | 0 | 3.4495 | 0.066588 | 82.2168 | 3.745 | 48.5723 | 27.4426 | 173.6242 | 0.039471 | 0 | 1
20351221 | 12 | 0 | 8.4077 | 0 | 0 | 3.3213 | 0.066588 | 99.5039 | 3.745 | 32.348 | 28.4388 | 175.7783 | 1.9336e-16 | 0 | 1
20351222 | 12 | 0 | 8.389 | 0 | 0 | 3.2843 | 0.066588 | 113.2059 | 3.745 | 20.3858 | 28.5466 | 177.5827 | -3.3125e-17 | 0 | 1
20351223 | 12 | 0 | 8.241 | 0 | 0 | 3.4813 | 0.066588 | 114.6669 | 3.745 | 15.0128 | 28.6467 | 173.8069 | 3.6468e-16 | 0 | 1
20351224 | 12 | 0 | 8.294 | 0 | 0 | 5.3858 | 0.066588 | 118.3666 | 3.745 | 2.7961 | 27.3962 | 165.9887 | -2.6776e-17 | 0 | 1
20350401 | 4 | 0 | 0.354 | 0 | 0 | 3.9916 | 0.24 | 107.9271 | 3.745 | 0 | 20.4358 | 136.5374 | 10.6061 | -0.0078069 | 2
20350402 | 4 | 0 | 0.354 | 0 | 0 | 3.9758 | 0.24 | 95.3033 | 3.745 | 0 | 23.6639 | 127.0915 | 6.6697 | -0.06644 | 2
20350403 | 4 | 0 | 0.354 | 0 | 0 | 3.9588 | 0.24 | 94.0433 | 3.745 | 0 | 20.4916 | 122.6898 | 9.1637 | -0.023421 | 2
20350404 | 4 | 0 | 0.354 | 0 | 0 | 3.9025 | 0.24 | 89.6486 | 3.745 | 0 | 22.0431 | 119.7922 | 6.8947 | -0.0078069 | 2
20350405 | 4 | 0.093845 | 0.354 | 0 | 0 | 3.545 | 0.24 | 90.9644 | 3.745 | 0 | 19.4617 | 118.2721 | 9.1201 | 0 | 2
20350406 | 4 | 0 | 0.354 | 0 | 0 | 3.0053 | 0.24 | 91.5361 | 3.745 | 0 | 19.2176 | 117.8927 | 8.9485 | -0.10165 | 2
20350407 | 4 | 0 | 0.354 | 0 | 0 | 2.6194 | 0.24 | 93.3297 | 3.745 | 0 | 18.7059 | 118.8701 | 9.0529 | 0 | 2
20350408 | 4 | 0 | 0.354 | 0 | 0 | 3.2489 | 0.24 | 98.4474 | 3.745 | 0 | 20.7106 | 126.6193 | 6.6321 | -0.031227 | 2
20350409 | 4 | 0.093845 | 0.354 | 0 | 0 | 3.6023 | 0.24 | 111.7076 | 3.745 | 0.0081022 | 17.9841 | 137.6109 | 8.9454 | 0 | 2
20350410 | 4 | 0 | 0.354 | 0 | 0 | 3.8579 | 0.24 | 115.0692 | 3.745 | 1.2014 | 19.7216 | 144.0113 | 6.9086 | -0.058633 | 2
20350411 | 4 | 0 | 0.354 | 0 | 0 | 3.9289 | 0.24 | 110.1244 | 3.745 | 7.4671 | 23.0324 | 148.7364 | 6.6632 | -0.050826 | 2
20350412 | 4 | 0.043019 | 0.354 | 0 | 0 | 3.3447 | 0.24 | 105.7636 | 3.745 | 15.7592 | 22.1978 | 151.3507 | 10.2206 | -0.0078069 | 2
20350413 | 4 | 0 | 0.354 | 0 | 0 | 2.1938 | 0.24 | 103.5394 | 3.745 | 19.4231 | 21.2581 | 150.636 | 14.8177 | -0.0078069 | 2
20350414 | 4 | 0 | 0.354 | 0 | 0 | 2.1293 | 0.24 | 110.3485 | 3.745 | 18.8369 | 21.1223 | 156.633 | 21.1883 | -0.050826 | 2
20350415 | 4 | 0.035212 | 0.354 | 0 | 0 | 2.0978 | 0.24 | 111.7162 | 3.745 | 20.7299 | 20.4876 | 159.3046 | 23.613 | 0 | 2
20350416 | 4 | 0.03139 | 0.354 | 0 | 0 | 2.032 | 0.24 | 109.3648 | 3.745 | 22.3971 | 21.0753 | 159.1048 | 21.7075 | -0.050826 | 2
20350417 | 4 | 0 | 0.354 | 0 | 0 | 2.1796 | 0.24 | 109.3772 | 3.745 | 19.6949 | 21.4441 | 156.8782 | 21.674 | -0.050826 | 2
20350418 | 4 | 0 | 0.354 | 0 | 0 | 2.0823 | 0.24 | 100.6283 | 3.745 | 19.2774 | 21.8809 | 148.1252 | 17.201 | 0 | 2
20350419 | 4 | 0 | 0.354 | 0 | 0 | 2.0978 | 0.24 | 97.8196 | 3.745 | 19.7061 | 23.0767 | 146.9543 | 8.9941 | 0 | 2
20350420 | 4 | 0 | 0.354 | 0 | 0 | 2.0978 | 0.24 | 105.5383 | 3.745 | 14.2645 | 22.9782 | 149.1336 | 6.3414 | 0 | 2
20350421 | 4 | 0 | 0.354 | 0 | 0 | 2.032 | 0.24 | 116.2129 | 3.745 | 6.8146 | 21.7118 | 150.982 | 8.7444 | -0.023421 | 2
20350422 | 4 | 0 | 0.354 | 0 | 0 | 3.4098 | 0.24 | 119.3813 | 3.745 | 2.753 | 22.7542 | 152.5324 | 8.7363 | 0 | 2
20350423 | 4 | 0 | 0.354 | 0 | 0 | 3.9859 | 0.24 | 117.3721 | 3.745 | 0.0075099 | 23.7479 | 149.3211 | 8.3855 | -0.0078069 | 2
20350424 | 4 | 0 | 0.354 | 0 | 0 | 3.9628 | 0.24 | 112.4722 | 3.745 | 0 | 21.988 | 142.6283 | 9.7588 | 0 | 2
20350801 | 8 | 0.050826 | 10.2931 | 0.0084715 | 0 | 29.0304 | 0.24 | 54.68 | 3.745 | 0 | 50.3625 | 148.2915 | 3.6238e-17 | -0.015614 | 2
20350802 | 8 | 0 | 10.288 | 0.0084715 | 0 | 27.4181 | 0.24 | 46.4279 | 3.745 | 0 | 49.8311 | 137.8106 | 0.033861 | -0.058633 | 2
20350803 | 8 | 0 | 10.2828 | 0.0084715 | 0 | 26.8709 | 0.24 | 43.9335 | 3.745 | 0 | 48.0023 | 132.9688 | 0.8776 | -0.023258 | 2
20350804 | 8 | 0 | 10.2828 | 0.0084715 | 0 | 26.5438 | 0.24 | 42.8057 | 3.745 | 0 | 46.2987 | 129.7872 | 1.436 | -0.058633 | 2
20350805 | 8 | 0.050826 | 10.2828 | 0.0084715 | 0 | 26.9947 | 0.24 | 42.049 | 3.745 | 0 | 44.8459 | 128.145 | 1.7587 | 0 | 2
20350806 | 8 | 0 | 10.2812 | 0.0050829 | 0 | 26.7615 | 0.24 | 42.8681 | 3.745 | 0 | 43.9777 | 127.7516 | 1.6097 | -0.058633 | 2
20350807 | 8 | 0 | 10.2803 | 0.0050829 | 0 | 26.2845 | 0.24 | 44.531 | 3.745 | 0 | 43.8303 | 128.8409 | 1.0421 | -0.0078069 | 2
20350808 | 8 | 0 | 10.2828 | 0.0050829 | 0 | 26.8411 | 0.24 | 52.0076 | 3.745 | 0 | 44.203 | 137.2443 | 0.27989 | 0 | 2
20350809 | 8 | 0 | 10.2931 | 0.0084715 | 0 | 28.787 | 0.24 | 62.2593 | 3.745 | 0.01984 | 43.9283 | 149.1829 | 1.4161e-17 | -0.0078069 | 2
20350810 | 8 | 0 | 10.2931 | 0.0084715 | 0 | 29.2694 | 0.24 | 63.4458 | 3.745 | 2.9102 | 46.3369 | 156.1502 | 4.3114e-17 | -0.0078069 | 2
20350811 | 8 | 0 | 10.2931 | 0.0084715 | 0 | 29.4193 | 0.24 | 51.2932 | 3.745 | 11.0079 | 55.3776 | 161.291 | 9.9354e-17 | 0 | 2
20350812 | 8 | 0.050826 | 10.2931 | 0.0084715 | 0 | 29.2775 | 0.24 | 43.1788 | 3.745 | 21.737 | 55.7787 | 164.2026 | -8.4022e-17 | -0.0078069 | 2
20350813 | 8 | 0 | 10.2931 | 0 | 0 | 26.6405 | 0.24 | 38.3784 | 3.745 | 31.9409 | 52.4579 | 163.5563 | -1.6271e-16 | -0.050826 | 2
20350814 | 8 | 0 | 10.2931 | 0 | 0 | 24.381 | 0.24 | 43.7029 | 3.745 | 38.2655 | 49.573 | 170.0943 | 2.494e-16 | -0.0078069 | 2
20350815 | 8 | 0 | 10.2931 | 0 | 0 | 22.3564 | 0.24 | 46.786 | 3.745 | 41.4474 | 48.2492 | 172.973 | 8.1712e-17 | -0.050826 | 2
20350816 | 8 | 0 | 10.2233 | 0 | 0 | 22.8194 | 0.24 | 46.9276 | 3.745 | 41.871 | 47.0028 | 172.7377 | 0.075948 | -0.0078069 | 2
20350817 | 8 | 0 | 10.23 | 0 | 0 | 22.8658 | 0.24 | 47.421 | 3.745 | 39.6726 | 46.1721 | 170.2714 | 0.080849 | -0.0078069 | 2
20350818 | 8 | 0 | 10.2611 | 0 | 0 | 23.4749 | 0.24 | 41.9005 | 3.745 | 35.1137 | 46.1014 | 160.7749 | 0.044432 | 0 | 2
20350819 | 8 | 0 | 10.2931 | 0 | 0 | 23.4522 | 0.24 | 47.2613 | 3.745 | 27.7642 | 46.8429 | 159.4488 | 3.0198e-17 | -0.058633 | 2
20350820 | 8 | 0.050826 | 10.2931 | 0 | 0 | 24.589 | 0.24 | 57.3536 | 3.745 | 17.8866 | 47.8332 | 161.889 | 3.8192e-17 | -0.0078069 | 2
20350821 | 8 | 0 | 10.2931 | 0 | 0 | 27.247 | 0.24 | 65.7 | 3.745 | 7.8333 | 49.071 | 163.9675 | 6.2572e-17 | -0.058633 | 2
20350822 | 8 | 0.050826 | 10.2931 | 0.0084715 | 0 | 29.1385 | 0.24 | 69.725 | 3.745 | 2.3613 | 50.2009 | 165.6555 | 6.1817e-17 | -0.0078069 | 2
20350823 | 8 | 0 | 10.2931 | 0.0084715 | 0 | 29.1977 | 0.24 | 68.0902 | 3.745 | 0.00072841 | 50.6884 | 162.1618 | 2.2021e-17 | 0 | 2
20350824 | 8 | 0 | 10.2931 | 0.0084715 | 0 | 29.3069 | 0.24 | 60.8401 | 3.745 | 0 | 50.5378 | 154.8681 | 2.9985e-16 | 0 | 2
20351201 | 12 | 0.015776 | 10.2335 | 0 | 0 | 5.4945 | 0.24 | 90.2031 | 3.745 | 0 | 49.0173 | 158.8802 | 2.4869e-16 | -0.0078069 | 2
20351202 | 12 | 0 | 10.164 | 0 | 0 | 5.3726 | 0.24 | 80.5585 | 3.745 | 0 | 47.8803 | 147.8685 | -1.4282e-16 | -0.039034 | 2
20351203 | 12 | 0 | 10.2324 | 0 | 0 | 5.3845 | 0.24 | 77.0385 | 3.745 | 0 | 46.1381 | 142.6933 | 2.9203e-16 | -0.050826 | 2
20351204 | 12 | 0.050826 | 10.1987 | 0 | 0 | 4.8215 | 0.24 | 76.4379 | 3.745 | 0 | 43.8927 | 139.3145 | 0.079796 | -0.0078069 | 2
20351205 | 12 | 0 | 10.1802 | 0 | 0 | 5.1558 | 0.24 | 76.7168 | 3.745 | 0 | 41.6809 | 137.5905 | 0.26405 | -0.058633 | 2
20351206 | 12 | 0.050826 | 10.1815 | 0 | 0 | 4.9443 | 0.24 | 78.1933 | 3.745 | 0 | 39.9116 | 137.1943 | 0.20164 | 0 | 2
20351207 | 12 | 0 | 10.1731 | 0 | 0 | 5.2261 | 0.24 | 80.638 | 3.745 | 0 | 38.4321 | 138.3761 | 0.083652 | -0.015614 | 2
20351208 | 12 | 0 | 10.211 | 0 | 0 | 5.4019 | 0.24 | 90.797 | 3.745 | 0 | 37.1419 | 147.4251 | 5.3291e-17 | -0.050826 | 2
20351209 | 12 | 0 | 10.2059 | 0 | 0 | 5.5096 | 0.24 | 104.1788 | 3.745 | 0.20869 | 36.2527 | 160.264 | -4.1181e-17 | -0.0078069 | 2
20351210 | 12 | 0 | 10.2335 | 0 | 0 | 5.5111 | 0.24 | 100.8013 | 3.745 | 5.5012 | 41.7619 | 167.7369 | 1.6431e-18 | 0 | 2
20351211 | 12 | 0 | 10.2335 | 0 | 0 | 5.5777 | 0.24 | 94.2849 | 3.745 | 14.7048 | 44.5027 | 173.2118 | 1.5583e-16 | -0.0078069 | 2
20351212 | 12 | 0 | 10.2059 | 0 | 0 | 5.4231 | 0.24 | 88.292 | 3.745 | 24.4925 | 43.9545 | 176.2322 | -2.1672e-16 | -0.06644 | 2
20351213 | 12 | 0 | 10.2114 | 0 | 0 | 5.436 | 0.24 | 81.6091 | 3.745 | 32.2829 | 41.8992 | 175.357 | -1.6627e-16 | 0 | 2
20351214 | 12 | 0.050826 | 10.0342 | 0 | 0 | 5.3935 | 0.24 | 85.5258 | 3.745 | 37.4065 | 40.0392 | 182.3656 | -3.0553e-17 | -0.0078069 | 2
20351215 | 12 | 0 | 10.2114 | 0 | 0 | 4.6629 | 0.24 | 87.7006 | 3.745 | 39.8191 | 39.168 | 185.4928 | 4.1211e-17 | 0 | 2
20351216 | 12 | 0 | 10.2335 | 0 | 0 | 4.099 | 0.24 | 88.1709 | 3.745 | 39.8686 | 38.9952 | 185.2502 | -8.5976e-17 | -0.058633 | 2
20351217 | 12 | 0 | 10.2114 | 0 | 0 | 4.1536 | 0.24 | 87.4585 | 3.745 | 37.5545 | 39.3224 | 182.6303 | 4.6896e-17 | -0.0078069 | 2
20351218 | 12 | 0 | 10.2114 | 0 | 0 | 4.2784 | 0.24 | 80.5786 | 3.745 | 33.0422 | 40.3233 | 172.3672 | -1.5632e-17 | 0 | 2
20351219 | 12 | 0 | 10.2335 | 0 | 0 | 4.2739 | 0.24 | 84.0764 | 3.745 | 26.3783 | 42.1582 | 171.0404 | 2.2098e-16 | -0.0078069 | 2
20351220 | 12 | 0 | 10.2335 | 0 | 0 | 4.8592 | 0.24 | 91.5671 | 3.745 | 18.3552 | 44.738 | 173.6242 | 4.5439e-16 | -0.058633 | 2
20351221 | 12 | 0.050826 | 10.2335 | 0 | 0 | 5.6223 | 0.24 | 98.1429 | 3.745 | 10.7132 | 47.0896 | 175.7783 | -3.3307e-19 | 0 | 2
20351222 | 12 | 0 | 10.2335 | 0 | 0 | 5.7179 | 0.24 | 103.244 | 3.745 | 6.1773 | 48.2956 | 177.5827 | 3.1969e-17 | -0.0078069 | 2
20351223 | 12 | 0 | 10.0342 | 0 | 0 | 5.5789 | 0.24 | 101.8171 | 3.745 | 3.161 | 49.3515 | 173.8069 | 6.5038e-16 | -0.058633 | 2
20351224 | 12 | 0.050826 | 10.2335 | 0 | 0 | 5.8365 | 0.24 | 97.2903 | 3.745 | 0.84801 | 47.8059 | 165.9887 | -1.1726e-16 | 0 | 2
20350401 | 4 | 0 | 0.354 | 0 | 0 | 3.0895 | 0.04 | 115.3028 | 3.745 | 0 | 14.8655 | 136.5374 | 3.0776 | 0 | 3
20350402 | 4 | 0 | 0.354 | 0 | 0 | 3.0789 | 0.04 | 106.3716 | 3.745 | 0 | 14.4445 | 127.0915 | 3.4055 | 0 | 3
20350403 | 4 | 0 | 0.354 | 0 | 0 | 3.0863 | 0.04 | 102.1001 | 3.745 | 0 | 14.2371 | 122.6898 | 3.52 | 0 | 3
20350404 | 4 | 0 | 0.354 | 0 | 0 | 3.0757 | 0.04 | 99.4618 | 3.745 | 0 | 13.9954 | 119.7922 | 3.6012 | 0 | 3
20350405 | 4 | 0 | 0.354 | 0 | 0 | 2.7256 | 0.04 | 98.5514 | 3.745 | 0 | 13.6901 | 118.2721 | 3.9229 | 0 | 3
20350406 | 4 | 0 | 0.354 | 0 | 0 | 2.234 | 0.04 | 99.1496 | 3.745 | 0 | 13.2559 | 117.8927 | 4.2016 | 0 | 3
20350407 | 4 | 0 | 0.33487 | 0 | 0 | 1.9124 | 0.04 | 99.9326 | 3.745 | 0 | 13.8426 | 118.8701 | 3.4289 | 0 | 3
20350408 | 4 | 0 | 0.354 | 0 | 0 | 2.3998 | 0.04 | 107.5449 | 3.745 | 0 | 13.4411 | 126.6193 | 3.6282 | 0 | 3
20350409 | 4 | 0 | 0.354 | 0 | 0 | 2.8573 | 0.04 | 117.744 | 3.745 | 0.039624 | 13.7075 | 137.6109 | 3.2517 | 0 | 3
20350410 | 4 | 0 | 0.354 | 0 | 0 | 3.0617 | 0.04 | 118.1738 | 3.745 | 6.0583 | 13.5232 | 144.0113 | 4.9548 | 0 | 3
20350411 | 4 | 0 | 0.354 | 0 | 0 | 3.0968 | 0.04 | 111.0697 | 3.745 | 17.0677 | 14.1411 | 148.7364 | 10.7478 | 0 | 3
20350412 | 4 | 0 | 0.072185 | 0 | 0 | 0 | 0.04 | 102.4035 | 3.745 | 32.4137 | 13.6019 | 151.3507 | 18.9152 | 0 | 3
20350413 | 4 | 0 | 0.072185 | 0 | 0 | 0 | 0.04 | 100.2871 | 3.745 | 35.6682 | 11.7617 | 150.636 | 26.7827 | 0 | 3
20350414 | 4 | 0 | 0.072185 | 0 | 0 | 0 | 0.04 | 103.9428 | 3.745 | 37.4347 | 12.2197 | 156.633 | 29.2378 | 0 | 3
20350415 | 4 | 0 | 0.072185 | 0 | 0 | 0 | 0.04 | 99.666 | 3.745 | 43.394 | 13.192 | 159.3046 | 24.2635 | 0 | 3
20350416 | 4 | 0 | 0.072185 | 0 | 0 | 0 | 0.04 | 100.2259 | 3.745 | 42.6069 | 13.2612 | 159.1048 | 24.3395 | 0 | 3
20350417 | 4 | 0 | 0.072185 | 0 | 0 | 0 | 0.04 | 100.6969 | 3.745 | 39.6734 | 13.4433 | 156.8782 | 24.6851 | 0 | 3
20350418 | 4 | 0 | 0.072185 | 0 | 0 | 0 | 0.04 | 96.9145 | 3.745 | 34.7952 | 13.4867 | 148.1252 | 25.3434 | 0 | 3
20350419 | 4 | 0 | 0.072185 | 0 | 0 | 0 | 0.04 | 96.7447 | 3.745 | 33.9185 | 13.2954 | 146.9543 | 19.0826 | 0 | 3
20350420 | 4 | 0 | 0.072185 | 0 | 0 | 0 | 0.04 | 104.231 | 3.745 | 28.1403 | 13.7339 | 149.1336 | 12.383 | 0 | 3
20350421 | 4 | 0 | 0.072185 | 0 | 0 | 0 | 0.04 | 114.4905 | 3.745 | 18.559 | 14.8764 | 150.982 | 5.5998 | 0 | 3
20350422 | 4 | 0 | 0.075274 | 0 | 0 | 0 | 0.04 | 123.7465 | 3.745 | 10.2843 | 15.5307 | 152.5324 | 2.8264 | 0 | 3
20350423 | 4 | 0 | 0.354 | 0 | 0 | 3.0968 | 0.04 | 126.7525 | 3.745 | 0.18529 | 15.9619 | 149.3211 | 2.2373 | 0 | 3
20350424 | 4 | 0 | 0.354 | 0 | 0 | 3.0846 | 0.04 | 120.7967 | 3.745 | 0 | 15.5518 | 142.6283 | 2.5662 | 0 | 3
20350801 | 8 | 0 | 10.3096 | 1.5125 | 0 | 31.9998 | 0.04 | 73.7918 | 3.745 | 0 | 27.4774 | 148.2915 | 3.9589e-12 | 0 | 3
20350802 | 8 | 0 | 10.3096 | 1.286 | 0 | 31.9269 | 0.04 | 63.5669 | 3.745 | 0 | 27.5276 | 137.8106 | 7.2234e-13 | 0 | 3
20350803 | 8 | 0 | 10.3096 | 1.3649 | 0 | 31.8263 | 0.04 | 58.9029 | 3.745 | 0 | 27.3982 | 132.9688 | -6.9339e-12 | 0 | 3
20350804 | 8 | 0 | 10.3096 | 1.3909 | 0 | 31.7415 | 0.04 | 56.2117 | 3.745 | 0 | 27.121 | 129.7872 | -3.3829e-12 | 0 | 3
20350805 | 8 | 0 | 10.3096 | 1.3248 | 0 | 31.5553 | 0.04 | 55.0851 | 3.745 | 0 | 26.8104 | 128.145 | 2.9498e-12 | 0 | 3
20350806 | 8 | 0 | 10.3096 | 1.304 | 0 | 31.5875 | 0.04 | 54.7973 | 3.745 | 0 | 26.4828 | 127.7516 | 3.7952e-12 | 0 | 3
20350807 | 8 | 0 | 10.3096 | 1.1836 | 0 | 31.2011 | 0.04 | 56.7256 | 3.745 | 0 | 26.2783 | 128.8409 | 7.3502e-13 | 0 | 3
20350808 | 8 | 0 | 10.3096 | 1.3011 | 0 | 31.8035 | 0.04 | 64.4661 | 3.745 | 0 | 26.2668 | 137.2443 | 2.9123e-12 | 0 | 3
20350809 | 8 | 0 | 10.3096 | 1.4001 | 0 | 31.7884 | 0.04 | 76.1636 | 3.745 | 0.24059 | 26.1205 | 149.1829 | 1.844e-12 | 0 | 3
20350810 | 8 | 0 | 10.3096 | 1.3839 | 0 | 31.8392 | 0.04 | 66.4968 | 3.745 | 16.0164 | 26.9618 | 156.1502 | -3.3697e-12 | 0 | 3
20350811 | 8 | 0 | 10.3096 | 1.4214 | 0 | 31.9028 | 0.04 | 47.0528 | 3.745 | 37.0979 | 30.2423 | 161.291 | 9.9861e-12 | 0 | 3
20350812 | 8 | 0 | 10.3096 | 0.97916 | 0 | 29.5302 | 0.04 | 32.4195 | 3.745 | 57.445 | 30.2274 | 164.2026 | 1.784e-12 | 0 | 3
20350813 | 8 | 0 | 10.3096 | 0.90659 | 0 | 25.9427 | 0.04 | 27.3967 | 3.745 | 67.3576 | 28.3459 | 163.5563 | -7.2193e-12 | 0 | 3
20350814 | 8 | 0 | 10.3096 | 1.1805 | 0 | 26.5629 | 0.04 | 31.6948 | 3.745 | 69.9178 | 27.0915 | 170.0943 | -4.6146e-12 | 0 | 3
20350815 | 8 | 0 | 10.2983 | 1.1372 | 0 | 26.4335 | 0.04 | 34.3803 | 3.745 | 70.4384 | 26.912 | 172.973 | 3.501e-13 | 0 | 3
20350816 | 8 | 0 | 10.245 | 1.0556 | 0 | 26.0458 | 0.04 | 35.2383 | 3.745 | 70.1174 | 26.6049 | 172.7377 | -9.7326e-12 | 0 | 3
20350817 | 8 | 0 | 10.3096 | 1.0267 | 0 | 25.929 | 0.04 | 34.281 | 3.745 | 68.9406 | 26.3238 | 170.2714 | -1.596e-12 | 0 | 3
20350818 | 8 | 0 | 10.261 | 1.0091 | 0 | 25.2221 | 0.04 | 28.2603 | 3.745 | 66.5616 | 26.1721 | 160.7749 | 0.15127 | 0 | 3
20350819 | 8 | 0 | 10.2314 | 0.99554 | 0 | 25.3746 | 0.04 | 32.2476 | 3.745 | 61.0832 | 26.2166 | 159.4488 | 0.50423 | 0 | 3
20350820 | 8 | 0 | 10.2998 | 1.1098 | 0 | 25.8886 | 0.04 | 45.3441 | 3.745 | 49.2969 | 26.6428 | 161.889 | -2.8422e-12 | 0 | 3
20350821 | 8 | 0 | 10.3096 | 1.0961 | 0 | 27.7083 | 0.04 | 69.6406 | 3.745 | 25.3269 | 26.5653 | 163.9675 | -3.6126e-12 | 0 | 3
20350822 | 8 | 0 | 10.3096 | 1.2107 | 0 | 29.568 | 0.04 | 84.2272 | 3.745 | 10.4657 | 26.5988 | 165.6555 | -4.1555e-12 | 0 | 3
20350823 | 8 | 0 | 10.3096 | 1.2855 | 0 | 31.961 | 0.04 | 88.3618 | 3.745 | 0.064144 | 26.9137 | 162.1618 | -7.0779e-12 | 0 | 3
20350824 | 8 | 0 | 10.3096 | 1.2993 | 0 | 31.9346 | 0.04 | 81.0737 | 3.745 | 0 | 27.1073 | 154.8681 | -3.82e-12 | 0 | 3
20351201 | 12 | 0 | 8.5436 | 0 | 0 | 3.5798 | 0.04 | 116.5508 | 3.745 | 0 | 26.8338 | 158.8802 | -3.575e-12 | 0 | 3
20351202 | 12 | 0 | 8.329 | 0 | 0 | 3.5796 | 0.04 | 106.6064 | 3.745 | 0 | 26.053 | 147.8685 | -5.5899e-12 | 0 | 3
20351203 | 12 | 0 | 8.5314 | 0 | 0 | 3.5974 | 0.04 | 102.1239 | 3.745 | 0 | 25.1902 | 142.6933 | -1.8348e-12 | 0 | 3
20351204 | 12 | 0 | 8.516 | 0 | 0 | 3.5654 | 0.04 | 99.5271 | 3.745 | 0 | 24.4104 | 139.3145 | 2.2139e-12 | 0 | 3
20351205 | 12 | 0 | 8.5085 | 0 | 0 | 3.4697 | 0.04 | 98.4942 | 3.745 | 0 | 23.8748 | 137.5905 | 2.076e-12 | 0 | 3
20351206 | 12 | 0 | 8.493 | 0 | 0 | 3.1287 | 0.04 | 98.9551 | 3.745 | 0 | 23.3464 | 137.1943 | -2.7356e-13 | 0 | 3
20351207 | 12 | 0 | 8.3342 | 0 | 0 | 2.7475 | 0.04 | 101.2273 | 3.745 | 0 | 22.7816 | 138.3761 | 6.2684e-13 | 0 | 3
20351208 | 12 | 0 | 8.5436 | 0 | 0 | 3.2984 | 0.04 | 110.0886 | 3.745 | 0 | 22.2124 | 147.4251 | 2.4842e-12 | 0 | 3
20351209 | 12 | 0 | 8.3759 | 0 | 0 | 3.5665 | 0.04 | 121.2164 | 3.745 | 2.0506 | 21.706 | 160.264 | -3.8006e-12 | 0 | 3
20351210 | 12 | 0 | 8.1582 | 0 | 0 | 3.516 | 0.04 | 108.7624 | 3.745 | 20.3366 | 23.6198 | 167.7369 | 2.0459e-12 | 0 | 3
20351211 | 12 | 0 | 8.537 | 0 | 0 | 2.1055 | 0.04 | 87.0205 | 3.745 | 47.2204 | 24.9271 | 173.2118 | 2.5664e-12 | 0 | 3
20351212 | 12 | 0 | 8.5047 | 0 | 0 | 2.0994 | 0.04 | 77.8562 | 3.745 | 59.0214 | 25.3328 | 176.2322 | -1.2116e-11 | 0 | 3
20351213 | 12 | 0 | 8.4776 | 0 | 0 | 2.1516 | 0.04 | 72.3804 | 3.745 | 64.3343 | 24.5636 | 175.357 | -5.9673e-12 | 0 | 3
20351214 | 12 | 0 | 8.4479 | 0 | 0 | 2.1591 | 0.04 | 77.8799 | 3.745 | 66.6059 | 23.7947 | 182.3656 | 2.8951e-13 | 0 | 3
20351215 | 12 | 0 | 8.5274 | 0 | 0 | 2.1185 | 0.04 | 80.7998 | 3.745 | 67.0367 | 23.5342 | 185.4928 | 1.1195e-11 | 0 | 3
20351216 | 12 | 0 | 8.3676 | 0 | 0 | 2.217 | 0.04 | 81.1912 | 3.745 | 66.3833 | 23.6444 | 185.2502 | -1.1947e-12 | 0 | 3
20351217 | 12 | 0 | 8.4052 | 0 | 0 | 2.1358 | 0.04 | 80.117 | 3.745 | 64.604 | 23.9568 | 182.6303 | 5.7914e-12 | 0 | 3
20351218 | 12 | 0 | 8.4521 | 0 | 0 | 2.0972 | 0.04 | 72.7502 | 3.745 | 61.122 | 24.5346 | 172.3672 | -6.4665e-12 | 0 | 3
20351219 | 12 | 0 | 8.3491 | 0 | 0 | 1.962 | 0.04 | 77.0565 | 3.745 | 54.7695 | 25.4859 | 171.0404 | -4.3852e-12 | 0 | 3
20351220 | 12 | 0 | 8.4593 | 0 | 0 | 2.0389 | 0.04 | 88.5541 | 3.745 | 44.5126 | 26.6679 | 173.6242 | 3.8405e-13 | 0 | 3
20351221 | 12 | 0 | 8.5436 | 0 | 0 | 2.059 | 0.04 | 104.5238 | 3.745 | 29.7477 | 27.4819 | 175.7783 | -5.5146e-12 | 0 | 3
20351222 | 12 | 0 | 8.5436 | 0 | 0 | 2.059 | 0.04 | 116.738 | 3.745 | 19.2302 | 27.5685 | 177.5827 | -8.2727e-12 | 0 | 3
20351223 | 12 | 0 | 8.4553 | 0 | 0 | 2.1055 | 0.04 | 117.6731 | 3.745 | 14.5438 | 27.6093 | 173.8069 | -6.5003e-12 | 0 | 3
20351224 | 12 | 0 | 8.516 | 0 | 0 | 3.6023 | 0.04 | 121.5737 | 3.745 | 2.5709 | 26.364 | 165.9887 | 4.9562e-14 | 0 | 3
20350401 | 4 | 0 | 0.354 | 0 | 0 | 2.1573 | 0.18 | 106.8471 | 3.745 | 0 | 24.2891 | 136.5374 | 6.5605 | 0 | 4
20350402 | 4 | 0 | 0.354 | 0 | 0 | 1.845 | 0.18 | 99.0757 | 3.745 | 0 | 22.8524 | 127.0915 | 7.4829 | 0 | 4
20350403 | 4 | 0 | 0.354 | 0 | 0 | 1.8761 | 0.18 | 95.5393 | 3.745 | 0 | 21.9925 | 122.6898 | 7.8417 | 0 | 4
20350404 | 4 | 0 | 0.35202 | 0 | 0 | 1.672 | 0.18 | 94.1724 | 3.745 | 0 | 20.6703 | 119.7922 | 8.5937 | 0 | 4
20350405 | 4 | 0 | 0.2891 | 0 | 0 | 1.402 | 0.18 | 93.3282 | 3.745 | 0 | 20.3364 | 118.2721 | 8.6778 | 0 | 4
20350406 | 4 | 0 | 0.27966 | 0 | 0 | 1.3964 | 0.18 | 92.4588 | 3.745 | 0 | 20.9457 | 117.8927 | 7.7258 | 0 | 4
20350407 | 4 | 0 | 0.27966 | 0 | 0 | 1.3964 | 0.18 | 93.7805 | 3.745 | 0 | 20.4112 | 118.8701 | 7.9013 | 0 | 4
20350408 | 4 | 0 | 0.27966 | 0 | 0 | 1.4529 | 0.18 | 101.1218 | 3.745 | 0 | 20.8848 | 126.6193 | 7.0266 | 0 | 4
20350409 | 4 | 0 | 0.32829 | 0 | 0 | 1.4021 | 0.18 | 112.4193 | 3.745 | 0.0031832 | 20.5863 | 137.6109 | 6.9079 | 0 | 4
20350410 | 4 | 0 | 0.35001 | 0 | 0 | 1.5488 | 0.18 | 116.702 | 3.745 | 1.1533 | 21.2718 | 144.0113 | 5.6954 | 0 | 4
20350411 | 4 | 0 | 0.354 | 0 | 0 | 2.1373 | 0.18 | 115.6904 | 3.745 | 4.7649 | 22.8823 | 148.7364 | 7.8042 | 0 | 4
20350412 | 4 | 0 | 0.33547 | 0 | 0 | 0.98035 | 0.18 | 112.7718 | 3.745 | 10.9263 | 23.3789 | 151.3507 | 9.7631 | 0 | 4
20350413 | 4 | 0 | 0.1062 | 0 | 0 | 0.80566 | 0.18 | 109.8527 | 3.745 | 15.922 | 20.9316 | 150.636 | 12.501 | 0 | 4
20350414 | 4 | 0 | 0.1062 | 0 | 0 | 0.80566 | 0.18 | 109.9316 | 3.745 | 20.4871 | 22.3436 | 156.633 | 11.1589 | 0 | 4
20350415 | 4 | 0 | 0.1062 | 0 | 0 | 0.80566 | 0.18 | 111.8314 | 3.745 | 20.5745 | 22.9505 | 159.3046 | 13.74 | 0 | 4
20350416 | 4 | 0 | 0.1062 | 0 | 0 | 0.80566 | 0.18 | 111.9717 | 3.745 | 20.6403 | 22.622 | 159.1048 | 14.3805 | 0 | 4
20350417 | 4 | 0 | 0.1062 | 0 | 0 | 0.80566 | 0.18 | 107.5452 | 3.745 | 21.7258 | 23.7984 | 156.8782 | 10.294 | 0 | 4
20350418 | 4 | 0 | 0.1062 | 0 | 0 | 0.80566 | 0.18 | 104.2645 | 3.745 | 17.1663 | 22.7546 | 148.1252 | 12.4923 | 0 | 4
20350419 | 4 | 0 | 0.1062 | 0 | 0 | 0.80566 | 0.18 | 104.3201 | 3.745 | 15.9161 | 22.8216 | 146.9543 | 8.6098 | 0 | 4
20350420 | 4 | 0 | 0.1062 | 0 | 0 | 0.80566 | 0.18 | 111.3038 | 3.745 | 10.3954 | 23.5355 | 149.1336 | 7.064 | 0 | 4
20350421 | 4 | 0 | 0.1062 | 0 | 0 | 0.80566 | 0.18 | 117.454 | 3.745 | 5.6415 | 23.9523 | 150.982 | 6.5738 | 0 | 4
20350422 | 4 | 0 | 0.31114 | 0 | 0 | 1.0415 | 0.18 | 120.9344 | 3.745 | 2.634 | 24.5937 | 152.5324 | 6.3082 | 0 | 4
20350423 | 4 | 0 | 0.354 | 0 | 0 | 2.7558 | 0.18 | 118.4747 | 3.745 | 0.0085101 | 24.7141 | 149.3211 | 6.8825 | 0 | 4
20350424 | 4 | 0 | 0.354 | 0 | 0 | 2.5071 | 0.18 | 112.1602 | 3.745 | 0 | 24.6764 | 142.6283 | 6.6915 | 0 | 4
20350801 | 8 | 0 | 10.3096 | 0.73628 | 0 | 28.4632 | 0.18 | 56.6946 | 3.745 | 0 | 48.7571 | 148.2915 | 2.5865e-12 | 0 | 4
20350802 | 8 | 0 | 10.308 | 0.79197 | 0 | 27.6153 | 0.18 | 47.3502 | 3.745 | 0 | 48.4468 | 137.8106 | 0.0065377 | 0 | 4
20350803 | 8 | 0 | 10.3039 | 0.72571 | 0 | 26.9656 | 0.18 | 44.1548 | 3.745 | 0 | 47.4738 | 132.9688 | 0.26869 | 0 | 4
20350804 | 8 | 3.0792e-16 | 10.2993 | 0.73628 | 0 | 26.7303 | 0.18 | 42.7289 | 3.745 | 0 | 46.0676 | 129.7872 | 0.79698 | 0 | 4
20350805 | 8 | 0 | 10.2993 | 0.71504 | 0 | 26.9283 | 0.18 | 41.9338 | 3.745 | 0 | 44.9523 | 128.145 | 1.0123 | 0 | 4
20350806 | 8 | 0 | 10.2993 | 0.7294 | 0 | 26.6241 | 0.18 | 42.5761 | 3.745 | 0 | 44.3693 | 127.7516 | 0.75578 | 0 | 4
20350807 | 8 | 0 | 10.2993 | 0.75064 | 0 | 26.0527 | 0.18 | 44.3011 | 3.745 | 0 | 44.1304 | 128.8409 | 0.37372 | 0 | 4
20350808 | 8 | 0 | 10.3065 | 0.74006 | 0 | 27.0815 | 0.18 | 51.8655 | 3.745 | 0 | 44.1059 | 137.2443 | 0.084215 | 0 | 4
20350809 | 8 | 0 | 10.3096 | 0.6938 | 0 | 28.5372 | 0.18 | 62.6567 | 3.745 | 0.018312 | 43.7189 | 149.1829 | 6.9521e-13 | 0 | 4
20350810 | 8 | 0 | 10.3096 | 0.71504 | 0 | 28.471 | 0.18 | 65.1529 | 3.745 | 2.5069 | 45.7463 | 156.1502 | -4.57e-12 | 0 | 4
20350811 | 8 | 0 | 10.3096 | 0.74949 | 0 | 28.5338 | 0.18 | 56.3667 | 3.745 | 8.7789 | 53.2675 | 161.291 | 1.0953e-11 | 0 | 4
20350812 | 8 | 0 | 10.3096 | 0.67893 | 0 | 28.388 | 0.18 | 50.8814 | 3.745 | 17.1684 | 53.4903 | 164.2026 | 5.2114e-12 | 0 | 4
20350813 | 8 | 0 | 10.3096 | 0.75865 | 0 | 27.3097 | 0.18 | 45.8087 | 3.745 | 25.5281 | 50.3158 | 163.5563 | -6.4642e-12 | 0 | 4
20350814 | 8 | 0 | 10.3096 | 0.68605 | 0 | 27.4396 | 0.18 | 49.8472 | 3.745 | 30.6395 | 47.6786 | 170.0943 | -7.1278e-12 | 0 | 4
20350815 | 8 | 0 | 10.3096 | 0.68868 | 0 | 27.2892 | 0.18 | 51.3229 | 3.745 | 33.2132 | 46.735 | 172.973 | 2.5181e-13 | 0 | 4
20350816 | 8 | 0 | 10.3096 | 0.69334 | 0 | 26.9 | 0.18 | 51.9588 | 3.745 | 33.667 | 45.7782 | 172.7377 | 6.5142e-13 | 0 | 4
20350817 | 8 | 0 | 10.3096 | 0.67547 | 0 | 27.1438 | 0.18 | 51.6357 | 3.745 | 31.941 | 45.1424 | 170.2714 | -4.0681e-13 | 0 | 4
20350818 | 8 | 0 | 10.3096 | 0.67547 | 0 | 26.844 | 0.18 | 46.0981 | 3.745 | 28.3417 | 45.0982 | 160.7749 | -1.1276e-12 | -3.638e-16 | 4
20350819 | 8 | 0 | 10.3096 | 0.66744 | 0 | 26.6711 | 0.18 | 50.1417 | 3.745 | 22.5056 | 45.7055 | 159.4488 | -4.2237e-12 | 0 | 4
20350820 | 8 | 0 | 10.3096 | 0.70679 | 0 | 27.4624 | 0.18 | 58.8534 | 3.745 | 14.7145 | 46.4859 | 161.889 | -1.1186e-12 | 0 | 4
20350821 | 8 | 0 | 10.3096 | 0.67802 | 0 | 27.3884 | 0.18 | 67.9499 | 3.745 | 6.823 | 47.3694 | 163.9675 | 2.9894e-12 | 0 | 4
20350822 | 8 | 0 | 10.3096 | 0.74522 | 0 | 28.4597 | 0.18 | 72.3071 | 3.745 | 2.1774 | 48.2537 | 165.6555 | -5.6781e-12 | 0 | 4
20350823 | 8 | 0 | 10.3096 | 0.71504 | 0 | 28.3734 | 0.18 | 70.6067 | 3.745 | 0.0011091 | 48.7535 | 162.1618 | -8.1937e-12 | 0 | 4
20350824 | 8 | 0 | 10.3096 | 0.80518 | 0 | 28.471 | 0.18 | 63.3577 | 3.745 | 0 | 48.6771 | 154.8681 | -3.5743e-12 | 0 | 4
20351201 | 12 | 0 | 9.7002 | 0 | 0 | 3.2135 | 0.18 | 95.4774 | 3.745 | 0 | 47.0988 | 158.8802 | -3.409e-12 | 0 | 4
20351202 | 12 | 0 | 9.7002 | 0 | 0 | 3.04 | 0.18 | 85.9776 | 3.745 | 0 | 45.8582 | 147.8685 | -6.2795e-12 | 0 | 4
20351203 | 12 | 0 | 9.7278 | 0 | 0 | 2.8893 | 0.18 | 82.5669 | 3.745 | 0 | 44.2372 | 142.6933 | -5.4273e-12 | 0 | 4
20351204 | 12 | 0 | 9.5505 | 0 | 0 | 3.2366 | 0.18 | 80.8195 | 3.745 | 0 | 42.4779 | 139.3145 | 6.8603e-13 | 0 | 4
20351205 | 12 | 0 | 9.5596 | 0 | 0 | 2.8686 | 0.18 | 81.0063 | 3.745 | 0 | 40.949 | 137.5905 | 2.4941e-12 | 0 | 4
20351206 | 12 | 0 | 9.3406 | 0 | 0 | 2.7363 | 0.18 | 82.3076 | 3.745 | 0 | 39.5654 | 137.1943 | -5.9948e-13 | 0 | 4
20351207 | 12 | 0 | 9.7271 | 0 | 0 | 3.2653 | 0.18 | 83.8365 | 3.745 | 0 | 38.3152 | 138.3761 | 1.6938e-12 | 0 | 4
20351208 | 12 | 0 | 9.5715 | 0 | 0 | 2.9216 | 0.18 | 94.4598 | 3.745 | 0 | 37.1775 | 147.4251 | 2.5599e-12 | 0 | 4
20351209 | 12 | 0 | 9.5304 | 0 | 0 | 2.9726 | 0.18 | 107.9164 | 3.745 | 0.18575 | 36.3343 | 160.264 | -3.8158e-12 | 0 | 4
20351210 | 12 | 0 | 9.7058 | 0 | 0 | 2.8592 | 0.18 | 106.3211 | 3.745 | 4.7032 | 40.7891 | 167.7369 | 2.5065e-12 | 0 | 4
20351211 | 12 | 0 | 9.7076 | 0 | 0 | 2.7694 | 0.18 | 101.7511 | 3.745 | 12.1916 | 43.4341 | 173.2118 | 4.3126e-14 | 0 | 4
20351212 | 12 | 0 | 9.4689 | 0 | 0 | 2.7693 | 0.18 | 97.3514 | 3.745 | 20.0341 | 43.2631 | 176.2322 | -6.0319e-12 | 0 | 4
20351213 | 12 | 0 | 9.7217 | 0 | 0 | 2.3857 | 0.18 | 92.1556 | 3.745 | 26.2408 | 41.4717 | 175.357 | -8.608e-12 | 0 | 4
20351214 | 12 | 0 | 9.4685 | 0 | 0 | 2.6167 | 0.18 | 96.7602 | 3.745 | 30.312 | 39.7689 | 182.3656 | 2.6832e-13 | 0 | 4
20351215 | 12 | 0 | 9.4804 | 0 | 0 | 2.2539 | 0.18 | 99.047 | 3.745 | 32.2471 | 38.9634 | 185.4928 | 2.5554e-12 | 0 | 4
20351216 | 12 | 0 | 9.6582 | 0 | 0 | 2.3494 | 0.18 | 98.5199 | 3.745 | 32.3403 | 38.8623 | 185.2502 | -7.7614e-14 | 0 | 4
20351217 | 12 | 0 | 9.3355 | 0 | 0 | 2.517 | 0.18 | 97.4729 | 3.745 | 30.53 | 39.2532 | 182.6303 | 4.9873e-12 | 0 | 4
20351218 | 12 | 0 | 9.6338 | 0 | 0 | 2.5233 | 0.18 | 89.5149 | 3.745 | 27.0121 | 40.24 | 172.3672 | -2.438e-12 | 0 | 4
20351219 | 12 | 0 | 9.506 | 0 | 0 | 2.5854 | 0.18 | 91.809 | 3.745 | 21.7828 | 41.9405 | 171.0404 | -5.177e-12 | 0 | 4
20351220 | 12 | 0 | 9.6608 | 0 | 0 | 2.4136 | 0.18 | 98.4398 | 3.745 | 15.4508 | 44.2375 | 173.6242 | 1.9629e-12 | 0 | 4
20351221 | 12 | 0 | 9.5978 | 0 | 0 | 2.3021 | 0.18 | 104.8008 | 3.745 | 9.4421 | 46.233 | 175.7783 | -1.9226e-12 | 0 | 4
20351222 | 12 | 0 | 9.4689 | 0 | 0 | 2.5865 | 0.18 | 109.151 | 3.745 | 5.8707 | 47.1022 | 177.5827 | -5.2096e-12 | 0 | 4
20351223 | 12 | 0 | 9.7145 | 0 | 0 | 2.8679 | 0.18 | 106.8158 | 3.745 | 3.1402 | 47.8677 | 173.8069 | -2.9912e-12 | 0 | 4
20351224 | 12 | 0 | 9.5359 | 0 | 0 | 3.556 | 0.18 | 102.5911 | 3.745 | 0.84979 | 46.1037 | 165.9887 | 7.0277e-13 | 0 | 4

## Supp. Figure 7
timepoint | month | Battery_discharge | Biomass | Coal | Diesel | Gas | Geothermal | Hydro | Nuclear | Solar | Wind | load | curt | Battery_charge | group
20500401 | 4 | 5.9201 | 0 | 0 | 0 | 0 | 0.24 | 129.9472 | 7.5761 | 0 | 66.6567 | 210.2662 | 29.631 | 0 | 1
20500402 | 4 | 4.1548 | 0 | 0 | 0 | 0 | 0.24 | 120.9753 | 7.5761 | 0 | 62.6192 | 195.0733 | 30.6479 | -0.41441 | 1
20500403 | 4 | 7.0832 | 0 | 0 | 0 | 0 | 0.24 | 120.6699 | 7.5761 | 0 | 53.0395 | 188.1959 | 37.2033 | -0.3174 | 1
20500404 | 4 | 4.7942 | 0 | 0 | 0 | 0 | 0.24 | 118.2324 | 7.5761 | 0 | 53.193 | 183.6636 | 34.1375 | -0.29818 | 1
20500405 | 4 | 4.0428 | 0 | 0 | 0 | 0 | 0.24 | 120.1858 | 7.5761 | 0 | 49.3708 | 181.3268 | 35.892 | 0 | 1
20500406 | 4 | 2.8176 | 0 | 0 | 0 | 0 | 0.24 | 116.5223 | 7.5761 | 0 | 54.0224 | 180.7756 | 29.5913 | -0.32704 | 1
20500407 | 4 | 1.4085 | 0 | 0 | 0 | 0 | 0.24 | 120.8978 | 7.5761 | 0 | 52.6252 | 182.3463 | 29.5607 | -0.31154 | 1
20500408 | 4 | 4.5609 | 0 | 0 | 0 | 0 | 0.24 | 130.1582 | 7.5761 | 0 | 51.73 | 194.1966 | 29.3436 | 0 | 1
20500409 | 4 | 4.203 | 0 | 0 | 0 | 0 | 0.24 | 148.2701 | 7.5761 | 0.11114 | 50.8624 | 211.0929 | 28.8658 | -0.084577 | 1
20500410 | 4 | 5.1431 | 0 | 0 | 0 | 0 | 0.24 | 144.9545 | 7.5761 | 10.8793 | 52.2591 | 220.9716 | 24.1165 | 0 | 1
20500411 | 4 | 5.6891 | 0 | 0 | 0 | 0 | 0.24 | 113.0644 | 7.5761 | 43.5317 | 58.2657 | 228.2883 | 25.4199 | 0 | 1
20500412 | 4 | 0 | 0 | 0 | 0 | 0 | 0.24 | 90.7551 | 7.5761 | 84.6123 | 56.4662 | 232.5205 | 40.875 | -7.061 | 1
20500413 | 4 | 0.099875 | 0 | 0 | 0 | 0 | 0.24 | 89.984 | 7.5761 | 88.3379 | 51.3235 | 231.7859 | 64.4428 | -5.6949 | 1
20500414 | 4 | 0.12948 | 0 | 0 | 0 | 0 | 0.24 | 102.5495 | 7.5761 | 89.5442 | 48.1222 | 241.0813 | 77.2319 | -7 | 1
20500415 | 4 | 0.045784 | 0 | 0 | 0 | 0 | 0.24 | 102.6843 | 7.5761 | 91.954 | 48.1122 | 245.1381 | 79.6071 | -5.374 | 1
20500416 | 4 | 1.382 | 0 | 0 | 0 | 0 | 0.24 | 99.7616 | 7.5761 | 92.4184 | 51.4845 | 244.7869 | 74.8159 | -8 | 1
20500417 | 4 | 0.58092 | 0 | 0 | 0 | 0 | 0.24 | 98.0847 | 7.5761 | 92.3298 | 50.5499 | 241.266 | 72.0962 | -8 | 1
20500418 | 4 | 0.0034488 | 0 | 0 | 0 | 0 | 0.24 | 91.1989 | 7.5761 | 85.7342 | 49.4491 | 227.8683 | 73.838 | -6.2308 | 1
20500419 | 4 | 0 | 0 | 0 | 0 | 0 | 0.24 | 91.7376 | 7.5761 | 85.1602 | 49.1341 | 225.8696 | 63.3155 | -7.9025 | 1
20500420 | 4 | 0 | 0 | 0 | 0 | 0 | 0.24 | 103.7866 | 7.5761 | 73.2296 | 54.0934 | 229.3979 | 49.081 | -9.4458 | 1
20500421 | 4 | 0 | 0 | 0 | 0 | 0 | 0.24 | 127.3243 | 7.5761 | 47.8684 | 58.0292 | 232.4055 | 42.8386 | -8.5538 | 1
20500422 | 4 | 0.59848 | 0 | 0 | 0 | 0 | 0.24 | 136.9509 | 7.5761 | 24.4976 | 71.9992 | 234.7916 | 28.3726 | -7 | 1
20500423 | 4 | 6.9775 | 0 | 0 | 0 | 0 | 0.24 | 146.5055 | 7.5761 | 0.67729 | 67.9491 | 229.8408 | 31.7262 | 0 | 1
20500424 | 4 | 6.6231 | 0 | 0 | 0 | 0 | 0.24 | 132.874 | 7.5761 | 0 | 72.2612 | 219.4829 | 26.0921 | 0 | 1
20500801 | 8 | 7.0123 | 6.2849 | 0 | 0 | 3.4785 | 0.24 | 79.0137 | 7.5761 | 0 | 125.2843 | 228.7221 | 11.2602 | -0.083805 | 1
20500802 | 8 | 7.5317 | 6.2767 | 0 | 0 | 3.4785 | 0.24 | 68.5758 | 7.5761 | 0 | 118.2533 | 211.8372 | 15.4121 | 0 | 1
20500803 | 8 | 7.023 | 6.2686 | 0 | 0 | 3.4785 | 0.24 | 66.1864 | 7.5761 | 0 | 113.5294 | 204.2571 | 16.9407 | 0 | 1
20500804 | 8 | 7.131 | 6.2686 | 0 | 0 | 3.4785 | 0.24 | 65.9334 | 7.5761 | 0 | 108.855 | 199.2701 | 18.7232 | -0.16733 | 1
20500805 | 8 | 5.1007 | 6.2686 | 0 | 0 | 3.4785 | 0.24 | 69.1941 | 7.5761 | 0 | 105.1896 | 196.7391 | 19.6624 | -0.25739 | 1
20500806 | 8 | 4.4083 | 6.2686 | 0 | 0 | 3.4785 | 0.24 | 71.8928 | 7.5761 | 0 | 102.5701 | 196.1661 | 19.7468 | -0.21939 | 1
20500807 | 8 | 3.1622 | 6.2686 | 0 | 0 | 3.4785 | 0.24 | 75.2716 | 7.5761 | 0 | 102.1571 | 197.916 | 18.3715 | -0.19933 | 1
20500808 | 8 | 5.6111 | 6.2686 | 0 | 0 | 3.4785 | 0.24 | 85.0299 | 7.5761 | 0 | 102.6708 | 210.7853 | 16.4879 | -0.025187 | 1
20500809 | 8 | 4.9921 | 6.2849 | 0 | 0 | 3.4785 | 0.24 | 104.6081 | 7.5761 | 0.24278 | 101.827 | 229.1629 | 15.826 | 0 | 1
20500810 | 8 | 4.3313 | 6.2849 | 0 | 0 | 3.4785 | 0.24 | 91.2139 | 7.5761 | 20.6736 | 106.2488 | 239.9337 | 13.8815 | -0.031691 | 1
20500811 | 8 | 7.5537 | 6.1824 | 0 | 0 | 3.4785 | 0.24 | 31.3983 | 7.5761 | 63.135 | 128.5014 | 247.9083 | 11.5791 | -0.058719 | 1
20500812 | 8 | 0.15977 | 0.818 | 0 | 0 | 0 | 0.24 | 24.8435 | 7.5761 | 105.9166 | 118.4704 | 252.6319 | 33.612 | -5.2678 | 1
20500813 | 8 | 0.1344 | 0.818 | 0 | 0 | 0 | 0.24 | 22.7966 | 7.5761 | 119.53 | 111.1226 | 252.0495 | 43.7488 | -10.0393 | 1
20500814 | 8 | 0.08528 | 0.818 | 0 | 0 | 0 | 0.24 | 22.2269 | 7.5761 | 128.164 | 111.3912 | 262.1986 | 38.0726 | -8.1867 | 1
20500815 | 8 | 0 | 0.75106 | 0 | 0 | 0 | 0.24 | 25.6478 | 7.5761 | 133.7422 | 108.7788 | 266.5715 | 36.0828 | -10.0562 | 1
20500816 | 8 | 0 | 0.74856 | 0 | 0 | 0 | 0.24 | 22.5125 | 7.5761 | 133.4041 | 111.9615 | 266.1602 | 30.2111 | -10.1707 | 1
20500817 | 8 | 0.033456 | 0.7499 | 0 | 0 | 0 | 0.24 | 23.429 | 7.5761 | 132.2186 | 108.1385 | 262.2525 | 31.1215 | -10.0355 | 1
20500818 | 8 | 0 | 0.73924 | 0 | 0 | 0 | 0.24 | 21.5772 | 7.5761 | 124.3605 | 102.8178 | 247.6998 | 39.7042 | -9.4807 | 1
20500819 | 8 | 0 | 0.73924 | 0 | 0 | 0 | 0.24 | 20.2791 | 7.5761 | 119.2301 | 107.7293 | 245.4356 | 31.6325 | -10.2478 | 1
20500820 | 8 | 0.11582 | 5.5213 | 0 | 0 | 0 | 0.24 | 31.0097 | 7.5761 | 101.9727 | 112.2376 | 249.3903 | 23.0562 | -9.1793 | 1
20500821 | 8 | 0.084904 | 5.5295 | 0 | 0 | 0 | 0.24 | 68.8271 | 7.5761 | 61.488 | 118.3835 | 252.7803 | 17.0796 | -9.255 | 1
20500822 | 8 | 0.75264 | 5.5385 | 0 | 0 | 0 | 0.24 | 93.2874 | 7.5761 | 24.0919 | 126.9665 | 255.3831 | 14.6102 | -2.9633 | 1
20500823 | 8 | 9.1859 | 6.2849 | 0 | 0 | 3.4785 | 0.24 | 91.671 | 7.5761 | 0.25384 | 131.3998 | 249.9914 | 8.9838 | 0 | 1
20500824 | 8 | 6.4799 | 6.2849 | 0 | 0 | 3.4785 | 0.24 | 86.505 | 7.5761 | 0 | 128.2188 | 238.6858 | 10.6908 | 0 | 1
20501201 | 12 | 7.6862 | 0 | 0 | 0 | 0 | 0.24 | 109.9214 | 7.5761 | 0 | 119.3708 | 244.7153 | 23.3504 | 0 | 1
20501202 | 12 | 6.0975 | 0 | 0 | 0 | 0 | 0.24 | 102.0051 | 7.5761 | 0 | 111.2007 | 227.0061 | 25.4232 | -0.035557 | 1
20501203 | 12 | 5.9743 | 0 | 0 | 0 | 0 | 0.24 | 103.1414 | 7.5761 | 0 | 102.3832 | 218.9224 | 26.9586 | -0.30534 | 1
20501204 | 12 | 5.123 | 0 | 0 | 0 | 0 | 0.24 | 103.6286 | 7.5761 | 0 | 97.3018 | 213.6367 | 24.2135 | -0.162 | 1
20501205 | 12 | 4.1626 | 0 | 0 | 0 | 0 | 0.24 | 107.686 | 7.5761 | 0 | 91.8564 | 210.983 | 22.9061 | -0.4599 | 1
20501206 | 12 | 3.6932 | 0 | 0 | 0 | 0 | 0.24 | 112.2816 | 7.5761 | 0 | 86.8231 | 210.4072 | 22.4882 | -0.12135 | 1
20501207 | 12 | 0.57069 | 0 | 0 | 0 | 0 | 0.24 | 120.4581 | 7.5761 | 0 | 84.0814 | 212.2997 | 21.0332 | -0.55359 | 1
20501208 | 12 | 2.5985 | 0 | 0 | 0 | 0 | 0.24 | 135.2014 | 7.5761 | 0 | 80.5993 | 226.1396 | 21.1114 | 0 | 1
20501209 | 12 | 5.0068 | 0 | 0 | 0 | 0 | 0.24 | 149.3876 | 7.5761 | 2.355 | 81.4046 | 245.8751 | 17.7108 | 0 | 1
20501210 | 12 | 4.7095 | 0 | 0 | 0 | 0 | 0.24 | 120.4899 | 7.5761 | 28.7268 | 95.7631 | 257.4101 | 16.1899 | -0.0094415 | 1
20501211 | 12 | 0.016759 | 0 | 0 | 0 | 0 | 0.24 | 85.0938 | 7.5761 | 78.1505 | 96.8824 | 265.8906 | 27.6481 | -1.9903 | 1
20501212 | 12 | 0 | 0 | 0 | 0 | 0 | 0.24 | 83.4921 | 7.5761 | 94.4334 | 89.0769 | 270.7843 | 46.0113 | -3.9408 | 1
20501213 | 12 | 0 | 0 | 0 | 0 | 0 | 0.24 | 76.4965 | 7.5761 | 106.0503 | 84.2263 | 269.8661 | 47.5792 | -4.6409 | 1
20501214 | 12 | 0 | 0 | 0 | 0 | 0 | 0.24 | 81.9662 | 7.5761 | 116.765 | 80.3248 | 280.7282 | 41.9329 | -6.0628 | 1
20501215 | 12 | 0.28987 | 0 | 0 | 0 | 0 | 0.24 | 87.0682 | 7.5761 | 116.3619 | 80.7243 | 285.4763 | 40.9175 | -6.6957 | 1
20501216 | 12 | 0.25337 | 0 | 0 | 0 | 0 | 0.24 | 86.548 | 7.5761 | 114.8554 | 79.09 | 285.0527 | 42.178 | -3.431 | 1
20501217 | 12 | 0 | 0 | 0 | 0 | 0 | 0.24 | 89.7393 | 7.5761 | 112.1586 | 78.3388 | 280.9118 | 43.4982 | -7.0637 | 1
20501218 | 12 | 0 | 0 | 0 | 0 | 0 | 0.24 | 79.4544 | 7.5761 | 107.1271 | 80.2872 | 265.2045 | 43.0725 | -9.4102 | 1
20501219 | 12 | 0 | 0 | 0 | 0 | 0 | 0.24 | 76.6087 | 7.5761 | 98.6163 | 86.8045 | 262.9316 | 38.4575 | -6.8349 | 1
20501220 | 12 | 0 | 0 | 0 | 0 | 0 | 0.24 | 93.7837 | 7.5761 | 78.9104 | 92.3157 | 267.1082 | 42.1301 | -5.6325 | 1
20501221 | 12 | 0 | 0 | 0 | 0 | 0 | 0.24 | 105.4002 | 7.5761 | 55.7009 | 108.0347 | 270.6147 | 33.275 | -6.2561 | 1
20501222 | 12 | 0.34975 | 0 | 0 | 0 | 0 | 0.24 | 118.7775 | 7.5761 | 35.1527 | 115.4009 | 273.3925 | 30.6143 | -4 | 1
20501223 | 12 | 2.1473 | 0 | 0 | 0 | 0 | 0.24 | 118.0357 | 7.5761 | 22.1739 | 121.1205 | 267.5737 | 29.0679 | -3.6371 | 1
20501224 | 12 | 7.5078 | 0 | 0 | 0 | 0 | 0.24 | 116.9842 | 7.5761 | 3.0706 | 120.1825 | 255.4744 | 21.6484 | 0 | 1
20500401 | 4 | 1.557 | 0 | 0 | 0 | 0 | 0.24 | 125.7572 | 8.9063 | 0 | 74.1023 | 210.2662 | 32.8062 | -0.21877 | 2
20500402 | 4 | 1.1858 | 0 | 0 | 0 | 0 | 0.24 | 123.596 | 8.9063 | 0 | 61.5063 | 195.0733 | 42.0688 | -0.2782 | 2
20500403 | 4 | 2.4587 | 0 | 0 | 0 | 0 | 0.24 | 114.5846 | 8.9063 | 0 | 62.2362 | 188.1959 | 37.9734 | -0.15453 | 2
20500404 | 4 | 2.1628 | 0 | 0 | 0 | 0 | 0.24 | 111.3553 | 8.9063 | 0 | 61.6811 | 183.6636 | 35.3098 | -0.59551 | 2
20500405 | 4 | 2.9386 | 0 | 0 | 0 | 0 | 0.24 | 109.6458 | 8.9063 | 0 | 60.1555 | 181.3268 | 34.5186 | -0.47233 | 2
20500406 | 4 | 0.163 | 0 | 0 | 0 | 0 | 0.24 | 115.351 | 8.9063 | 0 | 57.0969 | 180.7756 | 35.7393 | -0.88358 | 2
20500407 | 4 | 1.3945 | 0 | 0 | 0 | 0 | 0.24 | 115.9565 | 8.9063 | 0 | 56.483 | 182.3463 | 34.7733 | -0.56414 | 2
20500408 | 4 | 0.8748 | 0 | 0 | 0 | 0 | 0.24 | 127.2747 | 8.9063 | 0 | 57.3832 | 194.1966 | 32.6441 | -0.40596 | 2
20500409 | 4 | 2.2554 | 0 | 0 | 0 | 0 | 0.24 | 142.6814 | 8.9063 | 0.018281 | 57.184 | 211.0929 | 31.3266 | -0.12284 | 2
20500410 | 4 | 1.9074 | 0 | 0 | 0 | 0 | 0.24 | 145.8231 | 8.9063 | 3.4801 | 60.8781 | 220.9716 | 24.5454 | -0.18005 | 2
20500411 | 4 | 2.5644 | 0 | 0 | 0 | 0 | 0.24 | 134.231 | 8.9063 | 21.0909 | 61.4039 | 228.2883 | 30.3429 | -0.073342 | 2
20500412 | 4 | 1.6827 | 0 | 0 | 0 | 0 | 0.24 | 114.6525 | 8.9063 | 45.4108 | 62.1804 | 232.5205 | 37.0234 | -0.46373 | 2
20500413 | 4 | 0.058519 | 0 | 0 | 0 | 0 | 0.24 | 92.6043 | 8.9063 | 64.0486 | 67.2927 | 231.7859 | 42.0283 | -1.2935 | 2
20500414 | 4 | 0.16505 | 0 | 0 | 0 | 0 | 0.24 | 106.712 | 8.9063 | 70.6514 | 57.1191 | 241.0813 | 68.6555 | -2.6291 | 2
20500415 | 4 | 0.40187 | 0 | 0 | 0 | 0 | 0.24 | 116.6442 | 8.9063 | 71.1975 | 54.0323 | 245.1381 | 85.5792 | -6.2116 | 2
20500416 | 4 | 0.26673 | 0 | 0 | 0 | 0 | 0.24 | 109.8935 | 8.9063 | 74.279 | 55.8949 | 244.7869 | 83.9532 | -4.6166 | 2
20500417 | 4 | 0.086768 | 0 | 0 | 0 | 0 | 0.24 | 103.4452 | 8.9063 | 72.701 | 59.1596 | 241.266 | 77.1049 | -3.1938 | 2
20500418 | 4 | 0 | 0 | 0 | 0 | 0 | 0.24 | 92.1118 | 8.9063 | 70.7275 | 61.8316 | 227.8683 | 64.0663 | -5.8737 | 2
20500419 | 4 | 0.011117 | 0 | 0 | 0 | 0 | 0.24 | 102.6921 | 8.9063 | 59.2514 | 60.3925 | 225.8696 | 56.9349 | -5.5332 | 2
20500420 | 4 | 0.029222 | 0 | 0 | 0 | 0 | 0.24 | 118.9092 | 8.9063 | 41.1838 | 65.4239 | 229.3979 | 42.6085 | -5.2114 | 2
20500421 | 4 | 0.060362 | 0 | 0 | 0 | 0 | 0.24 | 131.2631 | 8.9063 | 20.0474 | 73.9208 | 232.4055 | 30.7028 | -1.9455 | 2
20500422 | 4 | 2.2147 | 0 | 0 | 0 | 0 | 0.24 | 134.1064 | 8.9063 | 5.6584 | 83.7853 | 234.7916 | 24.5947 | -0.016891 | 2
20500423 | 4 | 4.4013 | 0 | 0 | 0 | 0 | 0.24 | 132.2321 | 8.9063 | 0.031799 | 84.1542 | 229.8408 | 26.2387 | 0 | 2
20500424 | 4 | 2.2336 | 0 | 0 | 0 | 0 | 0.24 | 127.8468 | 8.9063 | 0 | 80.449 | 219.4829 | 28.6456 | -0.11883 | 2
20500801 | 8 | 3.6834 | 7.6725 | 0 | 0 | 1.724 | 0.24 | 69.4658 | 8.9063 | 0 | 137.1076 | 228.7221 | 13.4163 | 0 | 2
20500802 | 8 | 3.4025 | 7.6646 | 0 | 0 | 1.724 | 0.24 | 63.8345 | 8.9063 | 0 | 126.1501 | 211.8372 | 21.1372 | -0.021145 | 2
20500803 | 8 | 3.2814 | 7.6536 | 0 | 0 | 1.724 | 0.24 | 59.8632 | 8.9063 | 0 | 122.7827 | 204.2571 | 20.9902 | -0.12737 | 2
20500804 | 8 | 3.4786 | 7.655 | 0 | 0 | 1.724 | 0.24 | 60.4576 | 8.9063 | 0 | 117.2443 | 199.2701 | 23.4185 | -0.37052 | 2
20500805 | 8 | 2.4256 | 7.655 | 0 | 0 | 1.724 | 0.24 | 61.2116 | 8.9063 | 0 | 114.9685 | 196.7391 | 22.8292 | -0.33046 | 2
20500806 | 8 | 1.635 | 7.655 | 0 | 0 | 1.724 | 0.24 | 64.831 | 8.9063 | 0 | 111.6404 | 196.1661 | 23.494 | -0.39644 | 2
20500807 | 8 | 1.4417 | 7.655 | 0 | 0 | 1.724 | 0.24 | 67.4349 | 8.9063 | 0 | 110.8732 | 197.916 | 22.4108 | -0.30073 | 2
20500808 | 8 | 1.7615 | 7.6643 | 0 | 0 | 1.724 | 0.24 | 78.1264 | 8.9063 | 0 | 112.4221 | 210.7853 | 19.4592 | -0.0020974 | 2
20500809 | 8 | 2.602 | 7.6722 | 0 | 0 | 1.724 | 0.24 | 96.8712 | 8.9063 | 0.026458 | 111.1839 | 229.1629 | 19.1209 | 0 | 2
20500810 | 8 | 3.2264 | 7.6722 | 0 | 0 | 1.724 | 0.24 | 95.7561 | 8.9063 | 5.5641 | 116.9035 | 239.9337 | 15.8817 | 0 | 2
20500811 | 8 | 3.4789 | 7.6722 | 0 | 0 | 1.724 | 0.24 | 58.9601 | 8.9063 | 27.5221 | 139.4751 | 247.9083 | 14.8498 | 0 | 2
20500812 | 8 | 1.1904 | 7.2606 | 0 | 0 | 1.724 | 0.24 | 31.5574 | 8.9063 | 59.2282 | 142.6184 | 252.6319 | 15.7185 | 0 | 2
20500813 | 8 | 0.2644 | 4.3668 | 0 | 0 | 0 | 0.24 | 25.46 | 8.9063 | 82.7531 | 130.8391 | 252.0495 | 29.7906 | -0.64743 | 2
20500814 | 8 | 0.089999 | 4.3668 | 0 | 0 | 0 | 0.24 | 26.1997 | 8.9063 | 100.9081 | 125.4746 | 262.1986 | 35.2872 | -3.8522 | 2
20500815 | 8 | 0 | 4.2978 | 0 | 0 | 0 | 0.24 | 24.5311 | 8.9063 | 112.9267 | 123.2826 | 266.5715 | 37.2183 | -7.4892 | 2
20500816 | 8 | 0 | 4.2976 | 0 | 0 | 0 | 0.24 | 26.1902 | 8.9063 | 114.2015 | 120.8014 | 266.1602 | 39.5061 | -8.3464 | 2
20500817 | 8 | 0 | 4.2976 | 0 | 0 | 0 | 0.24 | 23.222 | 8.9063 | 113.1415 | 121.4447 | 262.2525 | 32.8486 | -8.9002 | 2
20500818 | 8 | 0 | 4.2976 | 0 | 0 | 0 | 0.24 | 24.5981 | 8.9063 | 100.2749 | 117.897 | 247.6998 | 35.2888 | -8.4088 | 2
20500819 | 8 | 0 | 6.3337 | 0 | 0 | 0 | 0.24 | 30.1918 | 8.9063 | 84.127 | 123.6797 | 245.4356 | 24.1573 | -7.9855 | 2
20500820 | 8 | 0.20013 | 6.336 | 0 | 0 | 0 | 0.24 | 57.4823 | 8.9063 | 54.1128 | 126.2754 | 249.3903 | 20.2726 | -4.0939 | 2
20500821 | 8 | 0.37628 | 6.336 | 0 | 0 | 0 | 0.24 | 78.6001 | 8.9063 | 23.7619 | 135.3731 | 252.7803 | 11.4146 | -0.73111 | 2
20500822 | 8 | 1.3547 | 7.6722 | 0 | 0 | 1.724 | 0.24 | 85.0213 | 8.9063 | 6.6845 | 143.867 | 255.3831 | 8.5882 | 0 | 2
20500823 | 8 | 6.0842 | 7.6722 | 0 | 0 | 1.724 | 0.24 | 82.2182 | 8.9063 | 0.0070736 | 143.2228 | 249.9914 | 11.3678 | -0.012314 | 2
20500824 | 8 | 3.789 | 7.6722 | 0 | 0 | 1.724 | 0.24 | 77.3643 | 8.9063 | 0 | 139.0634 | 238.6858 | 13.9614 | 0 | 2
20501201 | 12 | 2.9738 | 0.02012 | 0 | 0 | 0 | 0.24 | 94.3347 | 8.9063 | 0 | 138.3364 | 244.7153 | 18.8528 | -0.012753 | 2
20501202 | 12 | 3.048 | 0.028743 | 0 | 0 | 0 | 0.24 | 93.6275 | 8.9063 | 0 | 121.3785 | 227.0061 | 29.0521 | -0.1388 | 2
20501203 | 12 | 3.8634 | 0.02012 | 0 | 0 | 0 | 0.24 | 87.3093 | 8.9063 | 0 | 119.2504 | 218.9224 | 23.2288 | -0.58042 | 2
20501204 | 12 | 4.5785 | 0.02012 | 0 | 0 | 0 | 0.24 | 95.8708 | 8.9063 | 0 | 104.6917 | 213.6367 | 29.293 | -0.58655 | 2
20501205 | 12 | 0.63968 | 0.028743 | 0 | 0 | 0 | 0.24 | 98.6088 | 8.9063 | 0 | 103.5387 | 210.983 | 23.1286 | -0.87786 | 2
20501206 | 12 | 1.3321 | 0.02012 | 9.6001e-14 | 0 | 0 | 0.24 | 106.7307 | 8.9063 | 0 | 94.0404 | 210.4072 | 26.7921 | -0.75826 | 2
20501207 | 12 | 0.98975 | 0.02012 | 0 | 0 | 0 | 0.24 | 110.2593 | 8.9063 | 0 | 93.2455 | 212.2997 | 23.1304 | -1.2768 | 2
20501208 | 12 | 0.16714 | 0.02012 | 0 | 0 | 0 | 0.24 | 125.2187 | 8.9063 | 0 | 91.9046 | 226.1396 | 20.8321 | -0.21717 | 2
20501209 | 12 | 0.93274 | 0.02012 | 0 | 0 | 0 | 0.24 | 142.1091 | 8.9063 | 0.32677 | 93.5052 | 245.8751 | 16.4058 | -0.053235 | 2
20501210 | 12 | 2.5531 | 0.028743 | 0 | 0 | 0 | 0.24 | 132.1208 | 8.9063 | 9.4837 | 104.3321 | 257.4101 | 17.2812 | -0.1625 | 2
20501211 | 12 | 3.5306 | 0.028743 | 0 | 0 | 0 | 0.24 | 111.1054 | 8.9063 | 31.1214 | 111.2084 | 265.8906 | 19.2135 | -0.15537 | 2
20501212 | 12 | 0.74589 | 0.02012 | 0 | 0 | 0 | 0.24 | 94.8598 | 8.9063 | 57.4004 | 109.1652 | 270.7843 | 23.6976 | -0.44389 | 2
20501213 | 12 | 0.0021002 | 0.028743 | 0 | 0 | 0 | 0.24 | 83.2416 | 8.9063 | 78.6635 | 100.6617 | 269.8661 | 32.3062 | -1.7799 | 2
20501214 | 12 | 0.08175 | 0.02012 | 0 | 0 | 0 | 0.24 | 91.4805 | 8.9063 | 89.1394 | 94.0128 | 280.7282 | 42.123 | -3.0668 | 2
20501215 | 12 | 0.27581 | 0.028743 | 0 | 0 | 0 | 0.24 | 86.7168 | 8.9063 | 101.8491 | 93.9647 | 285.4763 | 36.7136 | -6.4141 | 2
20501216 | 12 | 0.14642 | 0.02012 | 0 | 0 | 0 | 0.24 | 89.1446 | 8.9063 | 100.1282 | 90.2831 | 285.0527 | 43.2139 | -3.7258 | 2
20501217 | 12 | 0.077674 | 0.028743 | 0 | 0 | 0 | 0.24 | 93.2272 | 8.9063 | 91.6093 | 90.2778 | 280.9118 | 47.4293 | -3.3599 | 2
20501218 | 12 | 0 | 0.028743 | 0 | 0 | 0 | 0.24 | 79.3067 | 8.9063 | 85.7747 | 99.4462 | 265.2045 | 34.4463 | -8.4393 | 2
20501219 | 12 | 1.0183 | 0.028743 | 0 | 0 | 0 | 0.24 | 89.9949 | 8.9063 | 67.0893 | 101.8711 | 262.9316 | 36.2643 | -6.1295 | 2
20501220 | 12 | 0.24523 | 0.028743 | 0 | 0 | 0 | 0.24 | 99.7636 | 8.9063 | 48.556 | 116.108 | 267.1082 | 24.1312 | -6.6614 | 2
20501221 | 12 | 0.17642 | 0.02012 | 0 | 0 | 0 | 0.24 | 113.7275 | 8.9063 | 26.1065 | 124.5505 | 270.6147 | 22.8455 | -3.0019 | 2
20501222 | 12 | 1.7393 | 0.028743 | 0 | 0 | 1.3641e-13 | 0.24 | 124.9892 | 8.9063 | 10.3073 | 127.7923 | 273.3925 | 25.0319 | -0.5172 | 2
20501223 | 12 | 4.7228 | 0.028743 | 0 | 0 | 0 | 0.24 | 111.1429 | 8.9063 | 1.2347 | 141.5315 | 267.5737 | 17.4399 | -0.1536 | 2
20501224 | 12 | 4.1696 | 0.028743 | 0 | 0 | 0 | 0.24 | 105.3179 | 8.9063 | 0.03319 | 136.9077 | 255.4744 | 18.8391 | -0.027111 | 2
20500401 | 4 | 2.471 | 0 | 0 | 0 | 0 | 0.24 | 132.0508 | 4.9252 | 0 | 73.4275 | 210.2662 | 22.7311 | -0.22356 | 3
20500402 | 4 | 1.4666 | 0 | 0 | 0 | 0 | 0.24 | 124.7607 | 4.9252 | 0 | 66.8342 | 195.0733 | 26.6223 | -0.37479 | 3
20500403 | 4 | 1.5154 | 0 | 0 | 0 | 0 | 0.24 | 120.1598 | 4.9252 | 0 | 63.7756 | 188.1959 | 26.842 | -0.26406 | 3
20500404 | 4 | 1.7488 | 0 | 0 | 0 | 0 | 0.24 | 121.0481 | 4.9252 | 0 | 58.8332 | 183.6636 | 29.0195 | -0.43529 | 3
20500405 | 4 | 0.25646 | 0 | 0 | 0 | 0 | 0.24 | 117.4438 | 4.9252 | 0 | 60.8771 | 181.3268 | 24.9511 | -0.0017981 | 3
20500406 | 4 | 0.35003 | 0 | 0 | 0 | 0 | 0.24 | 120.1656 | 4.9252 | 0 | 59.1143 | 180.7756 | 24.9939 | -1.4814 | 3
20500407 | 4 | 0.26301 | 0 | 0 | 0 | 0 | 0.24 | 122.0819 | 4.9252 | 0 | 59.5228 | 182.3463 | 22.994 | -2.1792 | 3
20500408 | 4 | 0 | 0 | 0 | 0 | 0 | 0.24 | 134.365 | 4.9252 | 0 | 58.9704 | 194.1966 | 22.018 | -1.9784 | 3
20500409 | 4 | 1.2528 | 0 | 0 | 0 | 0 | 0.24 | 146.1252 | 4.9252 | 0.040463 | 62.1765 | 211.0929 | 17.2 | -1.0497 | 3
20500410 | 4 | 2.1053 | 0 | 0 | 0 | 0 | 0.24 | 149.6732 | 4.9252 | 8.6382 | 57.62 | 220.9716 | 20.4044 | -0.01058 | 3
20500411 | 4 | 1.413 | 0 | 0 | 0 | 0 | 0.24 | 125.8929 | 4.9252 | 37.3826 | 61.226 | 228.2883 | 27.3718 | -0.0283 | 3
20500412 | 4 | 0.62029 | 0 | 0 | 0 | 0 | 0.24 | 104.1716 | 4.9252 | 74.1797 | 50.7804 | 232.5205 | 49.4255 | -0.25606 | 3
20500413 | 4 | 0.17198 | 0 | 0 | 0 | 0 | 0.24 | 95.2179 | 4.9252 | 87.4389 | 46.9031 | 231.7859 | 59.0163 | -0.75593 | 3
20500414 | 4 | 0.32619 | 0 | 0 | 0 | 0 | 0.24 | 104.1492 | 4.9252 | 89.1885 | 45.5818 | 241.0813 | 68.9998 | -1.1012 | 3
20500415 | 4 | 0.19264 | 0 | 0 | 0 | 0 | 0.24 | 105.1835 | 4.9252 | 93.1286 | 44.9304 | 245.1381 | 70.0433 | -1.0165 | 3
20500416 | 4 | 0.10836 | 0 | 0 | 0 | 0 | 0.24 | 102.0801 | 4.9252 | 93.2133 | 47.6967 | 244.7869 | 65.9041 | -1.1621 | 3
20500417 | 4 | 0.54784 | 0 | 0 | 0 | 0 | 0.24 | 101.1797 | 4.9252 | 91.8708 | 45.9255 | 241.266 | 65.3512 | -1.1108 | 3
20500418 | 4 | 0.53555 | 0 | 0 | 0 | 0 | 0.24 | 99.8212 | 4.9252 | 83.1013 | 45.099 | 227.8683 | 69.1965 | -3.4177 | 3
20500419 | 4 | 0.13179 | 0 | 0 | 0 | 0 | 0.24 | 102.2727 | 4.9252 | 77.3814 | 46.1654 | 225.8696 | 63.079 | -2.8478 | 3
20500420 | 4 | 0.26468 | 0 | 0 | 0 | 0 | 0.24 | 111.6814 | 4.9252 | 65.9202 | 51.2805 | 229.3979 | 49.5378 | -2.477 | 3
20500421 | 4 | 0.44483 | 0 | 0 | 0 | 0 | 0.24 | 123.5819 | 4.9252 | 44.4655 | 62.9094 | 232.4055 | 33.2808 | -1.8041 | 3
20500422 | 4 | 0.83488 | 0 | 0 | 0 | 0 | 0.24 | 134.8603 | 4.9252 | 20.5429 | 77.2669 | 234.7916 | 21.0748 | -2.295 | 3
20500423 | 4 | 4.0534 | 0 | 0 | 0 | 0 | 0.24 | 140.7644 | 4.9252 | 0.57677 | 81.7409 | 229.8408 | 16.8563 | -0.18373 | 3
20500424 | 4 | 1.5017 | 0 | 0 | 0 | 0 | 0.24 | 138.7003 | 4.9252 | 0 | 77.4444 | 219.4829 | 20.23 | -0.59404 | 3
20500801 | 8 | 2.2016 | 1.0198 | 0 | 0 | 2.6384 | 0.24 | 83.6724 | 4.9252 | 0 | 137.2027 | 228.7221 | 0.16719 | 0 | 3
20500802 | 8 | 1.7936 | 1.0198 | 0 | 0 | 2.6384 | 0.24 | 71.9994 | 4.9252 | 0 | 132.415 | 211.8372 | 1.7781 | -0.010406 | 3
20500803 | 8 | 0.78842 | 1.0198 | 0 | 0 | 2.6384 | 0.24 | 70.1929 | 4.9252 | 0 | 127.7529 | 204.2571 | 2.771 | -0.20746 | 3
20500804 | 8 | 0.99664 | 1.0198 | 0 | 0 | 2.6384 | 0.24 | 69.1252 | 4.9252 | 0 | 123.6679 | 199.2701 | 3.4132 | -0.24165 | 3
20500805 | 8 | 0.077074 | 1.0198 | 0 | 0 | 2.6384 | 0.24 | 71.5177 | 4.9252 | 0 | 119.8629 | 196.7391 | 3.9133 | -0.44952 | 3
20500806 | 8 | 0.10461 | 1.0198 | 0 | 0 | 2.6384 | 0.24 | 72.485 | 4.9252 | 0 | 118.2861 | 196.1661 | 2.5928 | -0.45167 | 3
20500807 | 8 | 0.025569 | 1.0198 | 0 | 0 | 2.5562 | 0.24 | 75.5607 | 4.9252 | 0 | 117.0534 | 197.916 | 1.8634 | -0.31508 | 3
20500808 | 8 | 0.37955 | 1.0198 | 0 | 0 | 2.6384 | 0.24 | 89.6938 | 4.9252 | 0 | 114.9594 | 210.7853 | 2.5838 | 0 | 3
20500809 | 8 | 0.61234 | 1.0198 | 0 | 0 | 2.6384 | 0.24 | 108.0864 | 4.9252 | 0.24008 | 114.3731 | 229.1629 | 1.6056 | 0 | 3
20500810 | 8 | 1.0828 | 1.0198 | 0 | 0 | 2.6384 | 0.24 | 94.4773 | 4.9252 | 20.792 | 117.7753 | 239.9337 | 0.10627 | 0 | 3
20500811 | 8 | 0.44026 | 1.0198 | 0 | 0 | 2.6384 | 0.24 | 42.4002 | 4.9252 | 62.8391 | 136.3732 | 247.9083 | 0.26521 | 0 | 3
20500812 | 8 | 0.0019529 | 0.17343 | 0 | 0 | 0 | 0.24 | 18.9629 | 4.9252 | 106.0512 | 125.0383 | 252.6319 | 16.4291 | -0.62205 | 3
20500813 | 8 | 0.5281 | 0.14553 | 0 | 0 | 0 | 0.24 | 18.0724 | 4.9252 | 119.5217 | 112.8651 | 252.0495 | 30.5924 | -2.3862 | 3
20500814 | 8 | 1.2111 | 0.12313 | 0 | 0 | 0 | 0.24 | 17.8051 | 4.9252 | 129.0541 | 113.0409 | 262.1986 | 23.7421 | -1.7767 | 3
20500815 | 8 | 1.2423 | 0.12313 | 0 | 0 | 0 | 0.24 | 18.1369 | 4.9252 | 132.6345 | 114.1319 | 266.5715 | 20.078 | -2.4904 | 3
20500816 | 8 | 1.0627 | 0.12313 | 0 | 0 | 0 | 0.24 | 18.7216 | 4.9252 | 130.9785 | 112.723 | 266.1602 | 20.5755 | -0.77922 | 3
20500817 | 8 | 0.61086 | 0.12313 | 0 | 0 | 0 | 0.24 | 19.4467 | 4.9252 | 129.3483 | 112.5248 | 262.2525 | 18.9026 | -3.0634 | 3
20500818 | 8 | 1.0732 | 0.12313 | 0 | 0 | 0 | 0.24 | 18.3422 | 4.9252 | 122.758 | 107.0715 | 247.6998 | 26.7499 | -4.6706 | 3
20500819 | 8 | 0.59888 | 0.12313 | 0 | 0 | 0 | 0.24 | 19.8931 | 4.9252 | 115.7564 | 110.6972 | 245.4356 | 22.4037 | -4.7851 | 3
20500820 | 8 | 0.039431 | 0.66583 | 0 | 0 | 0 | 0.24 | 30.5523 | 4.9252 | 97.4292 | 120.77 | 249.3903 | 10.767 | -2.5075 | 3
20500821 | 8 | 0.86345 | 0.66583 | 0 | 0 | 0 | 0.24 | 66.6464 | 4.9252 | 56.3326 | 128.0632 | 252.7803 | 6.1036 | -2.1598 | 3
20500822 | 8 | 0.88351 | 0.70123 | 0 | 0 | 0 | 0.24 | 92.5764 | 4.9252 | 22.2987 | 138.1944 | 255.3831 | 1.3608 | -1.7266 | 3
20500823 | 8 | 3.8686 | 1.0198 | 0 | 0 | 2.6384 | 0.24 | 99.039 | 4.9252 | 0.19512 | 141.1446 | 249.9914 | 0.014894 | 0 | 3
20500824 | 8 | 3.7385 | 1.0198 | 0 | 0 | 2.6384 | 0.24 | 90.1822 | 4.9252 | 0 | 139.0419 | 238.6858 | 0.42679 | -0.0018097 | 3
20501201 | 12 | 1.712 | 0 | 0 | 0 | 0 | 0.24 | 109.3167 | 4.9252 | 0 | 130.7147 | 244.7153 | 9.8657 | -0.0033027 | 3
20501202 | 12 | 1.2873 | 0 | 0 | 0 | 0 | 0.24 | 99.4866 | 4.9252 | 0 | 123.4149 | 227.0061 | 11.3431 | -0.020144 | 3
20501203 | 12 | 0.30295 | 0 | 0 | 0 | 0 | 0.24 | 99.3838 | 4.9252 | 0 | 116.5988 | 218.9224 | 10.755 | -0.064467 | 3
20501204 | 12 | 1.0142 | 0 | 0 | 0 | 0 | 0.24 | 101.4856 | 4.9252 | 0 | 108.696 | 213.6367 | 10.7288 | -0.081963 | 3
20501205 | 12 | 0.0033027 | 0 | 0 | 0 | 0 | 0.24 | 111.1647 | 4.9252 | 0 | 97.8189 | 210.983 | 14.7844 | -0.073877 | 3
20501206 | 12 | 0.66053 | 0 | 0 | 0 | 0 | 0.24 | 114.8837 | 4.9252 | 0 | 92.0949 | 210.4072 | 15.0089 | -0.022035 | 3
20501207 | 12 | 0.095387 | 0 | 0 | 0 | 0 | 0.24 | 119.5143 | 4.9252 | 0 | 90.3888 | 212.2997 | 12.4682 | -0.37718 | 3
20501208 | 12 | 0.4214 | 0 | 0 | 0 | 0 | 0.24 | 136.206 | 4.9252 | 0 | 86.604 | 226.1396 | 12.6718 | -0.00050729 | 3
20501209 | 12 | 0 | 0 | 0 | 0 | 0 | 0.24 | 155.0968 | 4.9252 | 1.9736 | 85.7206 | 245.8751 | 11.0899 | 0 | 3
20501210 | 12 | 0.26932 | 0 | 0 | 0 | 0 | 0.24 | 125.5932 | 4.9252 | 28.9126 | 99.628 | 257.4101 | 7.9779 | -0.027044 | 3
20501211 | 12 | 0.015221 | 0 | 0 | 0 | 0 | 0.24 | 90.2412 | 4.9252 | 78.1977 | 96.4418 | 265.8906 | 22.3145 | -1.9068 | 3
20501212 | 12 | 1.3359 | 0 | 0 | 0 | 0 | 0.24 | 82.3962 | 4.9252 | 100.4117 | 84.9027 | 270.7843 | 35.3698 | -0.42278 | 3
20501213 | 12 | 0.27809 | 0 | 0 | 0 | 0 | 0.24 | 82.2997 | 4.9252 | 106.2805 | 80.4115 | 269.8661 | 39.8333 | -1.9107 | 3
20501214 | 12 | 0 | 0 | 0 | 0 | 0 | 0.24 | 80.6008 | 4.9252 | 118.8433 | 80.6938 | 280.7282 | 26.8914 | -2.2212 | 3
20501215 | 12 | 2.1108 | 0 | 0 | 0 | 0 | 0.24 | 83.4806 | 4.9252 | 119.8909 | 79.1358 | 285.4763 | 25.7778 | -1.3605 | 3
20501216 | 12 | 1.8363 | 0 | 0 | 0 | 0 | 0.24 | 87.973 | 4.9252 | 117.2604 | 76.6468 | 285.0527 | 28.956 | -0.93156 | 3
20501217 | 12 | 1.2465 | 0 | 0 | 0 | 0 | 0.24 | 86.3793 | 4.9252 | 113.3978 | 78.5153 | 280.9118 | 29.024 | -0.98177 | 3
20501218 | 12 | 0.40433 | 0 | 0 | 0 | 0 | 0.24 | 76.3897 | 4.9252 | 106.661 | 80.4391 | 265.2045 | 30.6753 | -1.3276 | 3
20501219 | 12 | 0.59888 | 0 | 0 | 0 | 0 | 0.24 | 81.4437 | 4.9252 | 97.2329 | 83.8451 | 262.9316 | 30.5726 | -2.7645 | 3
20501220 | 12 | 0.85849 | 0 | 0 | 0 | 0 | 0.24 | 90.7381 | 4.9252 | 80.7072 | 93.5394 | 267.1082 | 27.6757 | -1.7283 | 3
20501221 | 12 | 0 | 0 | 0 | 0 | 0 | 0.24 | 107.3387 | 4.9252 | 57.5237 | 106.8724 | 270.6147 | 22.4975 | -3.8648 | 3
20501222 | 12 | 0.53139 | 0 | 0 | 0 | 0 | 0.24 | 122.2727 | 4.9252 | 35.4203 | 114.3242 | 273.3925 | 23.7138 | -1.9963 | 3
20501223 | 12 | 0.88616 | 0 | 0 | 0 | 0 | 0.24 | 115.3087 | 4.9252 | 24.4245 | 124.2897 | 267.5737 | 18.7018 | -0.65147 | 3
20501224 | 12 | 3.3581 | 0 | 0 | 0 | 0 | 0.24 | 119.6552 | 4.9252 | 2.6362 | 126.9136 | 255.4744 | 12.1952 | 0 | 3
20500401 | 4 | 0.09485 | 0 | 0 | 0 | 0 | 0.24 | 123.8682 | 6.2934 | 0 | 82.3857 | 210.2662 | 27.5056 | -0.13152 | 4
20500402 | 4 | 0 | 0 | 0 | 0 | 0 | 0.24 | 116.051 | 6.2934 | 0 | 75.0649 | 195.0733 | 31.9827 | -0.13073 | 4
20500403 | 4 | 0 | 0 | 0 | 0 | 0 | 0.24 | 111.2829 | 6.2934 | 0 | 73.0653 | 188.1959 | 30.9626 | -0.1074 | 4
20500404 | 4 | 0.22762 | 0 | 0 | 0 | 0 | 0.24 | 112.7298 | 6.2934 | 0 | 67.0407 | 183.6636 | 33.9504 | -0.18793 | 4
20500405 | 4 | 0.15718 | 0 | 0 | 0 | 0 | 0.24 | 112.9105 | 6.2934 | 0 | 65.1015 | 181.3268 | 33.5799 | -0.31433 | 4
20500406 | 4 | 0.14316 | 0 | 0 | 0 | 0 | 0.24 | 113.6506 | 6.2934 | 0 | 63.2981 | 180.7756 | 33.4239 | -0.033829 | 4
20500407 | 4 | 0.1534 | 0 | 0 | 0 | 0 | 0.24 | 115.3468 | 6.2934 | 0 | 62.9913 | 182.3463 | 31.9481 | -0.113 | 4
20500408 | 4 | 0.064711 | 0 | 0 | 0 | 0 | 0.24 | 126.0015 | 6.2934 | 0 | 64.4648 | 194.1966 | 28.8429 | -0.1961 | 4
20500409 | 4 | 0.10235 | 0 | 0 | 0 | 0 | 0.24 | 139.7574 | 6.2934 | 0.01124 | 67.3149 | 211.0929 | 24.0567 | -0.16977 | 4
20500410 | 4 | 0.21707 | 0 | 0 | 0 | 0 | 0.24 | 147.8673 | 6.2934 | 3.1152 | 65.6505 | 220.9716 | 22.7234 | -0.06527 | 4
20500411 | 4 | 0.06477 | 0 | 0 | 0 | 0 | 0.24 | 134.571 | 6.2934 | 19.438 | 70.3835 | 228.2883 | 24.6061 | -0.075237 | 4
20500412 | 4 | 0.10254 | 0 | 0 | 0 | 0 | 0.24 | 117.4765 | 6.2934 | 42.4237 | 68.8374 | 232.5205 | 30.2636 | -0.18964 | 4
20500413 | 4 | 0.1337 | 0 | 0 | 0 | 0 | 0.24 | 97.9898 | 6.2934 | 62.8971 | 66.1786 | 231.7859 | 36.4571 | -0.099137 | 4
20500414 | 4 | 0.024113 | 0 | 0 | 0 | 0 | 0.24 | 102.1365 | 6.2934 | 72.1432 | 62.6956 | 241.0813 | 52.2363 | -0.11177 | 4
20500415 | 4 | 0.10608 | 0 | 0 | 0 | 0 | 0.24 | 111.1136 | 6.2934 | 73.9093 | 55.2659 | 245.1381 | 70.3852 | -0.086143 | 4
20500416 | 4 | 0.18343 | 0 | 0 | 0 | 0 | 0.24 | 103.2553 | 6.2934 | 78.4797 | 58.8042 | 244.7869 | 64.1549 | -0.13315 | 4
20500417 | 4 | 0.065793 | 0 | 0 | 0 | 0 | 0.24 | 101.8996 | 6.2934 | 78.7599 | 56.389 | 241.266 | 60.9666 | -0.16218 | 4
20500418 | 4 | 0.014582 | 0 | 0 | 0 | 0 | 0.24 | 95.884 | 6.2934 | 70.8504 | 56.6693 | 227.8683 | 57.1556 | -0.16878 | 4
20500419 | 4 | 0.024383 | 0 | 0 | 0 | 0 | 0.24 | 107.4986 | 6.2934 | 57.6082 | 56.7303 | 225.8696 | 52.3227 | -0.22528 | 4
20500420 | 4 | 0.14625 | 0 | 0 | 0 | 0 | 0.24 | 117.5918 | 6.2934 | 38.1007 | 68.8643 | 229.3979 | 35.4858 | -0.072581 | 4
20500421 | 4 | 0.069295 | 0 | 0 | 0 | 0 | 0.24 | 136.3884 | 6.2934 | 15.846 | 76.48 | 232.4055 | 28.9149 | -0.16359 | 4
20500422 | 4 | 0.19656 | 0 | 0 | 0 | 0 | 0.24 | 140.7736 | 6.2934 | 4.019 | 85.9275 | 234.7916 | 23.5677 | -0.22359 | 4
20500423 | 4 | 0.36809 | 0 | 0 | 0 | 0 | 0.24 | 137.6023 | 6.2934 | 0.023724 | 88.3629 | 229.8408 | 23.8555 | -0.084673 | 4
20500424 | 4 | 0.062768 | 0 | 0 | 0 | 0 | 0.24 | 135.3189 | 6.2934 | 0 | 80.5866 | 219.4829 | 30.8247 | -0.061649 | 4
20500801 | 8 | 0.10629 | 1.5178 | 0 | 0 | 1.5736 | 0.24 | 70.5182 | 6.2934 | 0 | 151.7797 | 228.7221 | 4.233 | -0.014583 | 4
20500802 | 8 | 0.0045887 | 1.5178 | 0 | 0 | 1.5736 | 0.24 | 63.312 | 6.2934 | 0 | 142.2621 | 211.8372 | 10.458 | -0.067041 | 4
20500803 | 8 | 0 | 1.5178 | 0 | 0 | 1.5736 | 0.24 | 62.5387 | 6.2934 | 0 | 135.8834 | 204.2571 | 13.0868 | -0.43093 | 4
20500804 | 8 | 0.025268 | 1.5087 | 0 | 0 | 1.5736 | 0.24 | 61.3185 | 6.2934 | 0 | 132.0865 | 199.2701 | 13.3476 | -0.36236 | 4
20500805 | 8 | 0 | 1.5087 | 0 | 0 | 1.5736 | 0.24 | 63.2136 | 6.2934 | 0 | 127.9965 | 196.7391 | 13.9773 | -0.4763 | 4
20500806 | 8 | 0 | 1.5087 | 0 | 0 | 1.1444 | 0.24 | 65.7486 | 6.2934 | 0 | 125.097 | 196.1661 | 13.7505 | -0.49358 | 4
20500807 | 8 | 0 | 1.4663 | 0 | 0 | 0.86547 | 0.24 | 68.2223 | 6.2934 | 0 | 125.0855 | 197.916 | 11.6084 | -0.76779 | 4
20500808 | 8 | 0.024541 | 1.5178 | 0 | 0 | 1.2335 | 0.24 | 79.7835 | 6.2934 | 0 | 124.9954 | 210.7853 | 10.129 | -0.0016743 | 4
20500809 | 8 | 0.46322 | 1.5178 | 0 | 0 | 1.5736 | 0.24 | 96.5086 | 6.2934 | 0.026375 | 125.7293 | 229.1629 | 7.6917 | 0 | 4
20500810 | 8 | 0.75777 | 1.5178 | 0 | 0 | 1.5736 | 0.24 | 99.2993 | 6.2934 | 5.3555 | 128.1291 | 239.9337 | 7.1779 | 0 | 4
20500811 | 8 | 0.5507 | 1.5178 | 0 | 0 | 1.5736 | 0.24 | 65.2676 | 6.2934 | 26.6039 | 149.2586 | 247.9083 | 6.1661 | 0 | 4
20500812 | 8 | 0.38821 | 1.5178 | 0 | 0 | 1.0326 | 0.24 | 34.739 | 6.2934 | 56.7958 | 154.8706 | 252.6319 | 2.4136 | 0 | 4
20500813 | 8 | 0.053032 | 0.86986 | 0 | 0 | 0 | 0.24 | 24.0242 | 6.2934 | 82.9224 | 139.7324 | 252.0495 | 13.5541 | -0.081919 | 4
20500814 | 8 | 0.027013 | 0.81464 | 0 | 0 | 0 | 0.24 | 19.9575 | 6.2934 | 100.5515 | 136.5745 | 262.1986 | 15.6001 | -0.37461 | 4
20500815 | 8 | 0.10901 | 0.81464 | 0 | 0 | 0 | 0.24 | 18.7199 | 6.2934 | 111.6618 | 131.7974 | 266.5715 | 20.0469 | -0.6332 | 4
20500816 | 8 | 0.013542 | 0.81464 | 0 | 0 | 0 | 0.24 | 19.6184 | 6.2934 | 114.2769 | 127.3153 | 266.1602 | 22.7383 | -0.29052 | 4
20500817 | 8 | 0.25899 | 0.81464 | 0 | 0 | 0 | 0.24 | 19.71 | 6.2934 | 109.4382 | 127.755 | 262.2525 | 20.5311 | -0.72733 | 4
20500818 | 8 | 0.0041012 | 0.81464 | 0 | 0 | 0 | 0.24 | 20.2782 | 6.2934 | 95.1478 | 127.1359 | 247.6998 | 22.5456 | -0.56594 | 4
20500819 | 8 | 0.3178 | 1.1638 | 0 | 0 | 0 | 0.24 | 29.1922 | 6.2934 | 77.2201 | 134.053 | 245.4356 | 14 | -0.22286 | 4
20500820 | 8 | 0.25355 | 1.1638 | 0 | 0 | 0 | 0.24 | 56.9932 | 6.2934 | 49.14 | 138.2813 | 249.3903 | 9.6571 | -0.095041 | 4
20500821 | 8 | 0.56813 | 1.1638 | 0 | 0 | 0 | 0.24 | 80.7663 | 6.2934 | 19.3881 | 147.6037 | 252.7803 | 3.3366 | -0.19613 | 4
20500822 | 8 | 0.317 | 1.396 | 0 | 0 | 0.16537 | 0.24 | 89.8805 | 6.2934 | 4.8072 | 155.6284 | 255.3831 | 1.6417 | -0.054766 | 4
20500823 | 8 | 0.40606 | 1.5178 | 0 | 0 | 1.5736 | 0.24 | 85.6495 | 6.2934 | 0.0054392 | 157.6142 | 249.9914 | 2.0565 | 0 | 4
20500824 | 8 | 0.30602 | 1.5178 | 0 | 0 | 1.5736 | 0.24 | 77.5473 | 6.2934 | 0 | 154.5124 | 238.6858 | 3.6027 | 0 | 4
20501201 | 12 | 0.042573 | 0 | 0 | 0 | 0 | 0.24 | 94.7408 | 6.2934 | 0 | 146.0817 | 244.7153 | 13.1993 | -0.034773 | 4
20501202 | 12 | 0.11058 | 0 | 0 | 0 | 0 | 0.24 | 90.8191 | 6.2934 | 0 | 132.277 | 227.0061 | 20.4442 | -0.063116 | 4
20501203 | 12 | 0.047263 | 0 | 0 | 0 | 0 | 0.24 | 88.2554 | 6.2934 | 0 | 127.1053 | 218.9224 | 17.5374 | -0.095246 | 4
20501204 | 12 | 0.067434 | 0 | 0 | 0 | 0 | 0.24 | 92.9452 | 6.2934 | 0 | 117.3583 | 213.6367 | 18.7788 | -0.23545 | 4
20501205 | 12 | 0.11387 | 0 | 0 | 0 | 0 | 0.24 | 97.8886 | 6.2934 | 0 | 109.6773 | 210.983 | 19.1559 | -0.16189 | 4
20501206 | 12 | 0.069952 | 0 | 0 | 0 | 0 | 0.24 | 100.0895 | 6.2934 | 0 | 107.0553 | 210.4072 | 15.895 | -0.25646 | 4
20501207 | 12 | 0.10367 | 0 | 0 | 0 | 0 | 0.24 | 107.3248 | 6.2934 | 0 | 101.2185 | 212.2997 | 17.2594 | -0.27707 | 4
20501208 | 12 | 0.14726 | 0 | 0 | 0 | 0 | 0.24 | 126.3777 | 6.2934 | 0 | 95.8012 | 226.1396 | 18.9162 | -0.066527 | 4
20501209 | 12 | 0.030081 | 0 | 0 | 0 | 0 | 0.24 | 144.6946 | 6.2934 | 0.2072 | 97.3414 | 245.8751 | 14.4433 | -0.11845 | 4
20501210 | 12 | 0.47709 | 0 | 0 | 0 | 0 | 0.24 | 135.3166 | 6.2934 | 8.9516 | 108.9147 | 257.4101 | 13.4299 | 0 | 4
20501211 | 12 | 0.1185 | 0 | 0 | 0 | 0 | 0.24 | 115.6492 | 6.2934 | 29.5651 | 116.9949 | 265.8906 | 14.8264 | -0.0074847 | 4
20501212 | 12 | 0.018654 | 0 | 0 | 0 | 0 | 0.24 | 95.755 | 6.2934 | 55.3612 | 116.2092 | 270.7843 | 15.9885 | -0.082176 | 4
20501213 | 12 | 0.12138 | 0 | 0 | 0 | 0 | 0.24 | 85.9689 | 6.2934 | 76.7882 | 103.0077 | 269.8661 | 25.0707 | -0.077803 | 4
20501214 | 12 | 0.077229 | 0 | 0 | 0 | 0 | 0.24 | 84.3917 | 6.2934 | 93.2772 | 99.0504 | 280.7282 | 22.7772 | -0.093952 | 4
20501215 | 12 | 0 | 0 | 0 | 0 | 0 | 0.24 | 86.3769 | 6.2934 | 100.4094 | 95.151 | 285.4763 | 24.5033 | -0.31555 | 4
20501216 | 12 | 0.0055868 | 0 | 0 | 0 | 0 | 0.24 | 86.773 | 6.2934 | 101.9282 | 92.4825 | 285.0527 | 25.7089 | -0.19683 | 4
20501217 | 12 | 0.1989 | 0 | 0 | 0 | 0 | 0.24 | 84.656 | 6.2934 | 96.4644 | 95.5596 | 280.9118 | 23.809 | -0.30861 | 4
20501218 | 12 | 0.0039792 | 0 | 0 | 0 | 0 | 0.24 | 82.8132 | 6.2934 | 82.0927 | 96.5005 | 265.2045 | 28.4523 | -0.34347 | 4
20501219 | 12 | 0.12583 | 0 | 0 | 0 | 0 | 0.24 | 90.1043 | 6.2934 | 66.6533 | 101.6662 | 262.9316 | 25.9273 | -0.19181 | 4
20501220 | 12 | 0.085601 | 0 | 0 | 0 | 0 | 0.24 | 105.9676 | 6.2934 | 45.0264 | 111.7026 | 267.1082 | 23.4331 | -0.14937 | 4
20501221 | 12 | 0.31455 | 0 | 0 | 0 | 0 | 0.24 | 118.678 | 6.2934 | 22.5828 | 124.6857 | 270.6147 | 20.6069 | -0.0061278 | 4
20501222 | 12 | 0.3194 | 0 | 0 | 0 | 0 | 0.24 | 122.5099 | 6.2934 | 8.1186 | 138.5251 | 273.3925 | 14.2072 | -0.32215 | 4
20501223 | 12 | 0.22581 | 0 | 0 | 0 | 0 | 0.24 | 116.4652 | 6.2934 | 0.88078 | 146.3699 | 267.5737 | 13.0445 | -0.025835 | 4
20501224 | 12 | 0.086534 | 0 | 0 | 0 | 0 | 0.24 | 108.5121 | 6.2934 | 0.015499 | 143.4022 | 255.4744 | 13.5543 | -0.030963 | 4

## Supp. Figure 8
scs | transmission_line | new_build_transmission_capacity_mw | emis_policy | fixed_pv | pol | group
prm15_wcost_re19_c2p1_tn | Argentina_Uruguay_New | 3.3478 | 0 | 1 | NoCut,Full | 1
prm15_wcost_re16_c2p1_co2_cut90p_tn | Argentina_Uruguay_New | 0 | 1 | 1 | 90%Cut,Full | 101
prm15_wcost_re16_c2p1_tn | Argentina_Uruguay_New | 0.2115 | 0 | 1 | NoCut,Full | 1
prm15_wcost_re17_c2p1_co2_cut90p_tn | Argentina_Uruguay_New | 0.048748 | 1 | 1 | 90%Cut,Full | 101
prm15_wcost_re17_c2p1_tn | Argentina_Uruguay_New | 0.33406 | 0 | 1 | NoCut,Full | 1
prm15_wcost_re18_c2p1_co2_cut90p_tn | Argentina_Uruguay_New | 0.14461 | 1 | 1 | 90%Cut,Full | 101
prm15_wcost_re18_c2p1_tn | Argentina_Uruguay_New | 3.3478 | 0 | 1 | NoCut,Full | 1
prm15_wcost_re19_c2p1_co2_cut90p_tn | Argentina_Uruguay_New | 0.14753 | 1 | 1 | 90%Cut,Full | 101
prm15_wcost_re1_c2p1_co2_cut90p_tn | Argentina_Uruguay_New | 0 | 1 | 0 | 90%Cut,Full | 100
prm15_wcost_re1_c2p1_tn | Argentina_Uruguay_New | 0 | 0 | 0 | NoCut,Full | 0
prm15_wcost_re20_c2p1_co2_cut90p_tn | Argentina_Uruguay_New | 0 | 1 | 1 | 90%Cut,Full | 101
prm15_wcost_re20_c2p1_tn | Argentina_Uruguay_New | 0.0049847 | 0 | 1 | NoCut,Full | 1
prm15_wcost_re2_c2p1_co2_cut90p_tn | Argentina_Uruguay_New | 0 | 1 | 0 | 90%Cut,Full | 100
prm15_wcost_re15_c2p1_tn | Argentina_Uruguay_New | 0.45207 | 0 | 1 | NoCut,Full | 1
prm15_wcost_re2_c2p1_tn | Argentina_Uruguay_New | 0.67445 | 0 | 0 | NoCut,Full | 0
prm15_wcost_re3_c2p1_tn | Argentina_Uruguay_New | 2.95 | 0 | 0 | NoCut,Full | 0
prm15_wcost_re4_c2p1_co2_cut90p_tn | Argentina_Uruguay_New | 0 | 1 | 0 | 90%Cut,Full | 100
prm15_wcost_re4_c2p1_tn | Argentina_Uruguay_New | 1.3971 | 0 | 0 | NoCut,Full | 0
prm15_wcost_re5_c2p1_co2_cut90p_tn | Argentina_Uruguay_New | 0 | 1 | 0 | 90%Cut,Full | 100
prm15_wcost_re5_c2p1_tn | Argentina_Uruguay_New | 0.35941 | 0 | 0 | NoCut,Full | 0
prm15_wcost_re6_c2p1_co2_cut90p_tn | Argentina_Uruguay_New | 0 | 1 | 0 | 90%Cut,Full | 100
prm15_wcost_re6_c2p1_tn | Argentina_Uruguay_New | 0.031379 | 0 | 0 | NoCut,Full | 0
prm15_wcost_re7_c2p1_co2_cut90p_tn | Argentina_Uruguay_New | 0 | 1 | 0 | 90%Cut,Full | 100
prm15_wcost_re7_c2p1_tn | Argentina_Uruguay_New | 0.31181 | 0 | 0 | NoCut,Full | 0
prm15_wcost_re8_c2p1_co2_cut90p_tn | Argentina_Uruguay_New | 0.013525 | 1 | 0 | 90%Cut,Full | 100
prm15_wcost_re8_c2p1_tn | Argentina_Uruguay_New | 2.2595 | 0 | 0 | NoCut,Full | 0
prm15_wcost_re9_c2p1_co2_cut90p_tn | Argentina_Uruguay_New | 0.011013 | 1 | 0 | 90%Cut,Full | 100
prm15_wcost_re3_c2p1_co2_cut90p_tn | Argentina_Uruguay_New | 0.036361 | 1 | 0 | 90%Cut,Full | 100
prm15_wcost_re15_c2p1_co2_cut90p_tn | Argentina_Uruguay_New | 0.061581 | 1 | 1 | 90%Cut,Full | 101
prm15_wcost_re9_c2p1_tn | Argentina_Uruguay_New | 2.2617 | 0 | 0 | NoCut,Full | 0
prm15_wcost_re10_c2p1_tn | Argentina_Uruguay_New | 0 | 0 | 0 | NoCut,Full | 0
prm15_wcost_re12_c2p1_tn | Argentina_Uruguay_New | 1.347 | 0 | 1 | NoCut,Full | 1
prm15_wcost_re11_c2p1_tn | Argentina_Uruguay_New | 0.0059518 | 0 | 1 | NoCut,Full | 1
prm15_wcost_re10_c2p1_co2_cut90p_tn | Argentina_Uruguay_New | 0 | 1 | 0 | 90%Cut,Full | 100
prm15_wcost_re14_c2p1_tn | Argentina_Uruguay_New | 1.7695 | 0 | 1 | NoCut,Full | 1
prm15_wcost_re11_c2p1_co2_cut90p_tn | Argentina_Uruguay_New | 0 | 1 | 1 | 90%Cut,Full | 101
prm15_wcost_re13_c2p1_co2_cut90p_tn | Argentina_Uruguay_New | 0.18998 | 1 | 1 | 90%Cut,Full | 101
prm15_wcost_re14_c2p1_co2_cut90p_tn | Argentina_Uruguay_New | 0.084276 | 1 | 1 | 90%Cut,Full | 101
prm15_wcost_re13_c2p1_tn | Argentina_Uruguay_New | 3.3617 | 0 | 1 | NoCut,Full | 1
prm15_wcost_re12_c2p1_co2_cut90p_tn | Argentina_Uruguay_New | 0.072025 | 1 | 1 | 90%Cut,Full | 101
prm15_wcost_re4_c2p1_co2_cut90p_tn | Argentina_Brazil_New | 10.5585 | 1 | 0 | 90%Cut,Full | 100
prm15_wcost_re12_c2p1_co2_cut90p_tn | Argentina_Brazil_New | 10.1477 | 1 | 1 | 90%Cut,Full | 101
prm15_wcost_re15_c2p1_co2_cut90p_tn | Argentina_Brazil_New | 9.5693 | 1 | 1 | 90%Cut,Full | 101
prm15_wcost_re3_c2p1_co2_cut90p_tn | Argentina_Brazil_New | 10.6675 | 1 | 0 | 90%Cut,Full | 100
prm15_wcost_re2_c2p1_tn | Argentina_Brazil_New | 0 | 0 | 0 | NoCut,Full | 0
prm15_wcost_re2_c2p1_co2_cut90p_tn | Argentina_Brazil_New | 9.16 | 1 | 0 | 90%Cut,Full | 100
prm15_wcost_re20_c2p1_tn | Argentina_Brazil_New | 0 | 0 | 1 | NoCut,Full | 1
prm15_wcost_re3_c2p1_tn | Argentina_Brazil_New | 0 | 0 | 0 | NoCut,Full | 0
prm15_wcost_re4_c2p1_tn | Argentina_Brazil_New | 0 | 0 | 0 | NoCut,Full | 0
prm15_wcost_re11_c2p1_tn | Argentina_Brazil_New | 0 | 0 | 1 | NoCut,Full | 1
prm15_wcost_re20_c2p1_co2_cut90p_tn | Argentina_Brazil_New | 3.863 | 1 | 1 | 90%Cut,Full | 101
prm15_wcost_re5_c2p1_tn | Argentina_Brazil_New | 0 | 0 | 0 | NoCut,Full | 0
prm15_wcost_re6_c2p1_co2_cut90p_tn | Argentina_Brazil_New | 5.8926 | 1 | 0 | 90%Cut,Full | 100
prm15_wcost_re6_c2p1_tn | Argentina_Brazil_New | 0 | 0 | 0 | NoCut,Full | 0
prm15_wcost_re11_c2p1_co2_cut90p_tn | Argentina_Brazil_New | 5.833 | 1 | 1 | 90%Cut,Full | 101
prm15_wcost_re7_c2p1_co2_cut90p_tn | Argentina_Brazil_New | 6.0448 | 1 | 0 | 90%Cut,Full | 100
prm15_wcost_re7_c2p1_tn | Argentina_Brazil_New | 0 | 0 | 0 | NoCut,Full | 0
prm15_wcost_re8_c2p1_co2_cut90p_tn | Argentina_Brazil_New | 10.8344 | 1 | 0 | 90%Cut,Full | 100
prm15_wcost_re10_c2p1_tn | Argentina_Brazil_New | 0 | 0 | 0 | NoCut,Full | 0
prm15_wcost_re8_c2p1_tn | Argentina_Brazil_New | 0 | 0 | 0 | NoCut,Full | 0
prm15_wcost_re9_c2p1_co2_cut90p_tn | Argentina_Brazil_New | 10.2862 | 1 | 0 | 90%Cut,Full | 100
prm15_wcost_re9_c2p1_tn | Argentina_Brazil_New | 0 | 0 | 0 | NoCut,Full | 0
prm15_wcost_re5_c2p1_co2_cut90p_tn | Argentina_Brazil_New | 7.2441 | 1 | 0 | 90%Cut,Full | 100
prm15_wcost_re13_c2p1_co2_cut90p_tn | Argentina_Brazil_New | 9.9889 | 1 | 1 | 90%Cut,Full | 101
prm15_wcost_re12_c2p1_tn | Argentina_Brazil_New | 0 | 0 | 1 | NoCut,Full | 1
prm15_wcost_re1_c2p1_tn | Argentina_Brazil_New | 0 | 0 | 0 | NoCut,Full | 0
prm15_wcost_re15_c2p1_tn | Argentina_Brazil_New | 0 | 0 | 1 | NoCut,Full | 1
prm15_wcost_re14_c2p1_tn | Argentina_Brazil_New | 0 | 0 | 1 | NoCut,Full | 1
prm15_wcost_re16_c2p1_co2_cut90p_tn | Argentina_Brazil_New | 6.3656 | 1 | 1 | 90%Cut,Full | 101
prm15_wcost_re16_c2p1_tn | Argentina_Brazil_New | 0 | 0 | 1 | NoCut,Full | 1
prm15_wcost_re17_c2p1_co2_cut90p_tn | Argentina_Brazil_New | 7.2471 | 1 | 1 | 90%Cut,Full | 101
prm15_wcost_re14_c2p1_co2_cut90p_tn | Argentina_Brazil_New | 11.2502 | 1 | 1 | 90%Cut,Full | 101
prm15_wcost_re17_c2p1_tn | Argentina_Brazil_New | 0 | 0 | 1 | NoCut,Full | 1
prm15_wcost_re18_c2p1_co2_cut90p_tn | Argentina_Brazil_New | 8.2117 | 1 | 1 | 90%Cut,Full | 101
prm15_wcost_re18_c2p1_tn | Argentina_Brazil_New | 0 | 0 | 1 | NoCut,Full | 1
prm15_wcost_re13_c2p1_tn | Argentina_Brazil_New | 0 | 0 | 1 | NoCut,Full | 1
prm15_wcost_re19_c2p1_co2_cut90p_tn | Argentina_Brazil_New | 7.03 | 1 | 1 | 90%Cut,Full | 101
prm15_wcost_re10_c2p1_co2_cut90p_tn | Argentina_Brazil_New | 3.708 | 1 | 0 | 90%Cut,Full | 100
prm15_wcost_re19_c2p1_tn | Argentina_Brazil_New | 0 | 0 | 1 | NoCut,Full | 1
prm15_wcost_re1_c2p1_co2_cut90p_tn | Argentina_Brazil_New | 4.2866 | 1 | 0 | 90%Cut,Full | 100
prm15_wcost_re2_c2p1_tn | Argentina_Chile_New | 0 | 0 | 0 | NoCut,Full | 0
prm15_wcost_re14_c2p1_co2_cut90p_tn | Argentina_Chile_New | 16.4035 | 1 | 1 | 90%Cut,Full | 101
prm15_wcost_re16_c2p1_tn | Argentina_Chile_New | 0 | 0 | 1 | NoCut,Full | 1
prm15_wcost_re7_c2p1_co2_cut90p_tn | Argentina_Chile_New | 14.2076 | 1 | 0 | 90%Cut,Full | 100
prm15_wcost_re16_c2p1_co2_cut90p_tn | Argentina_Chile_New | 16.8545 | 1 | 1 | 90%Cut,Full | 101
prm15_wcost_re7_c2p1_tn | Argentina_Chile_New | 0 | 0 | 0 | NoCut,Full | 0
prm15_wcost_re10_c2p1_tn | Argentina_Chile_New | 0 | 0 | 0 | NoCut,Full | 0
prm15_wcost_re1_c2p1_co2_cut90p_tn | Argentina_Chile_New | 13.4208 | 1 | 0 | 90%Cut,Full | 100
prm15_wcost_re8_c2p1_co2_cut90p_tn | Argentina_Chile_New | 14.5893 | 1 | 0 | 90%Cut,Full | 100
prm15_wcost_re20_c2p1_co2_cut90p_tn | Argentina_Chile_New | 16.226 | 1 | 1 | 90%Cut,Full | 101
prm15_wcost_re15_c2p1_tn | Argentina_Chile_New | 0 | 0 | 1 | NoCut,Full | 1
prm15_wcost_re8_c2p1_tn | Argentina_Chile_New | 0 | 0 | 0 | NoCut,Full | 0
prm15_wcost_re13_c2p1_co2_cut90p_tn | Argentina_Chile_New | 15.8292 | 1 | 1 | 90%Cut,Full | 101
prm15_wcost_re14_c2p1_tn | Argentina_Chile_New | 0 | 0 | 1 | NoCut,Full | 1
prm15_wcost_re9_c2p1_co2_cut90p_tn | Argentina_Chile_New | 14.5379 | 1 | 0 | 90%Cut,Full | 100
prm15_wcost_re10_c2p1_co2_cut90p_tn | Argentina_Chile_New | 14.1053 | 1 | 0 | 90%Cut,Full | 100
prm15_wcost_re15_c2p1_co2_cut90p_tn | Argentina_Chile_New | 17.5003 | 1 | 1 | 90%Cut,Full | 101
prm15_wcost_re6_c2p1_tn | Argentina_Chile_New | 0 | 0 | 0 | NoCut,Full | 0
prm15_wcost_re20_c2p1_tn | Argentina_Chile_New | 0 | 0 | 1 | NoCut,Full | 1
prm15_wcost_re11_c2p1_co2_cut90p_tn | Argentina_Chile_New | 16.2386 | 1 | 1 | 90%Cut,Full | 101
prm15_wcost_re6_c2p1_co2_cut90p_tn | Argentina_Chile_New | 14.0108 | 1 | 0 | 90%Cut,Full | 100
prm15_wcost_re3_c2p1_co2_cut90p_tn | Argentina_Chile_New | 14.5759 | 1 | 0 | 90%Cut,Full | 100
prm15_wcost_re12_c2p1_co2_cut90p_tn | Argentina_Chile_New | 17.2435 | 1 | 1 | 90%Cut,Full | 101
prm15_wcost_re3_c2p1_tn | Argentina_Chile_New | 0 | 0 | 0 | NoCut,Full | 0
prm15_wcost_re18_c2p1_tn | Argentina_Chile_New | 0 | 0 | 1 | NoCut,Full | 1
prm15_wcost_re19_c2p1_tn | Argentina_Chile_New | 0 | 0 | 1 | NoCut,Full | 1
prm15_wcost_re4_c2p1_co2_cut90p_tn | Argentina_Chile_New | 14.3115 | 1 | 0 | 90%Cut,Full | 100
prm15_wcost_re13_c2p1_tn | Argentina_Chile_New | 0 | 0 | 1 | NoCut,Full | 1
prm15_wcost_re18_c2p1_co2_cut90p_tn | Argentina_Chile_New | 15.8847 | 1 | 1 | 90%Cut,Full | 101
prm15_wcost_re4_c2p1_tn | Argentina_Chile_New | 0 | 0 | 0 | NoCut,Full | 0
prm15_wcost_re11_c2p1_tn | Argentina_Chile_New | 0 | 0 | 1 | NoCut,Full | 1
prm15_wcost_re2_c2p1_co2_cut90p_tn | Argentina_Chile_New | 14.3347 | 1 | 0 | 90%Cut,Full | 100
prm15_wcost_re5_c2p1_co2_cut90p_tn | Argentina_Chile_New | 14.3031 | 1 | 0 | 90%Cut,Full | 100
prm15_wcost_re1_c2p1_tn | Argentina_Chile_New | 0 | 0 | 0 | NoCut,Full | 0
prm15_wcost_re9_c2p1_tn | Argentina_Chile_New | 0 | 0 | 0 | NoCut,Full | 0
prm15_wcost_re5_c2p1_tn | Argentina_Chile_New | 0 | 0 | 0 | NoCut,Full | 0
prm15_wcost_re12_c2p1_tn | Argentina_Chile_New | 0 | 0 | 1 | NoCut,Full | 1
prm15_wcost_re17_c2p1_co2_cut90p_tn | Argentina_Chile_New | 17.5348 | 1 | 1 | 90%Cut,Full | 101
prm15_wcost_re19_c2p1_co2_cut90p_tn | Argentina_Chile_New | 15.8419 | 1 | 1 | 90%Cut,Full | 101
prm15_wcost_re17_c2p1_tn | Argentina_Chile_New | 0 | 0 | 1 | NoCut,Full | 1

## Supp. Figure 9
Supplementary Figure 9a
| 1 | 2 | 3 | 4 | 5 | 6 | 7 | 8 | 9 | 10 | 11 | 12 | 13 | 14 | 15 | 16 | 17 | 18 | 19 | 20 | 21 | 22 | 23 | 24
1 | 0.94044 | 1.1087 | 1.326 | 1.1552 | 1.2219 | 1.2806 | 1.4492 | 1.0481 | 0.94044 | 0.94044 | 0.94044 | 0.94044 | 1.3285 | 0.94044 | 0.94044 | 0.94044 | 0.98527 | 0.94044 | 0.94044 | 0.94044 | 1.2795 | 0.94579 | 1.1582 | 0.94044
2 | 0.4434 | 3.3424 | 3.9236 | 1.3543 | 4.4919 | 1.4267 | 2.006 | 3.211 | 2.3036 | 1.8048 | 1.1962 | 1.6387 | 1.6689 | 1.4977 | 1.156 | 1.2803 | 1.2929 | 1.1708 | 1.556 | 1.0586 | 1.3598 | 1.5766 | 1.0797 | 1.7109
3 | 1.1756 | 2.6281 | 3.4161 | 1.6953 | 3.6071 | 3.518 | 3.2088 | 2.0399 | 1.1764 | 1.6389 | 2.4275 | 3.5434 | 2.2138 | 2.7604 | 3.2077 | 3.5256 | 3.3865 | 3.663 | 3.2272 | 4.3887 | 3.8387 | 3.1626 | 1.9304 | 0.90213
4 | 5.2462 | 6.1426 | 6.4274 | 6.5855 | 6.3459 | 6.5898 | 6.4492 | 5.8542 | 4.9646 | 4.3638 | 3.7336 | 2.4454 | 1.2593 | 3.0293 | 2.6899 | 2.5738 | 2.7396 | 3.1415 | 3.3383 | 3.1906 | 2.9081 | 2.9928 | 3.9591 | 4.7383
5 | 5.7017 | 6.6171 | 6.8237 | 6.8973 | 6.9331 | 6.9295 | 6.9293 | 6.4502 | 5.8414 | 5.4197 | 5.0461 | 3.853 | 3.953 | 4.6793 | 4.5433 | 4.5699 | 4.3161 | 4.5662 | 3.7218 | 4.4905 | 4.0333 | 4.1711 | 4.7041 | 5.3518
6 | 4.6742 | 3.6732 | 5.6785 | 5.9816 | 5.9584 | 5.7666 | 5.6016 | 4.7278 | 3.7687 | 3.4407 | 3.1034 | 2.3467 | 2.7651 | 3.2414 | 3.3726 | 3.5706 | 3.881 | 4.4188 | 4.575 | 4.1994 | 3.6922 | 3.6272 | 3.9739 | 4.4645
7 | 2.7745 | 4.6121 | 5.1248 | 5.2913 | 5.281 | 5.1755 | 4.9904 | 2.6809 | 3.1962 | 2.5796 | 0.25578 | 0.10402 | 0.22725 | 0.26631 | 0.32357 | 0.38673 | 0.74118 | 1.2702 | 1.3868 | 1.0594 | 0.6699 | 0.049643 | 1.4958 | 2.2763
8 | 0.94044 | 0.82356 | 1.2108 | 6.2082 | 6.5731 | 6.3039 | 6.139 | 5.2679 | 4.1844 | 0.9356 | 3.5941 | 2.8796 | 0.94044 | 0.94044 | 0.94044 | 0.94044 | 1.039 | 4.7416 | 4.717 | 0.94044 | 0.94044 | 0.94044 | 0.94044 | 0.94044
9 | 2.4558 | 4.5087 | 4.9044 | 3.0907 | 4.8744 | 4.7919 | 4.5444 | 3.6565 | 2.703 | 2.0633 | 1.4278 | 0.58148 | 0.33497 | 0.42137 | 0.46973 | -0.014909 | 0.091592 | 0.61927 | 0.90018 | 0.67343 | 0.59799 | 0.3164 | 1.2071 | 2.5348
10 | 1.2631 | 1.2594 | 5.701 | 5.6457 | 5.5256 | 5.2883 | 4.8555 | 4.3237 | 2.5547 | 3.1065 | 2.3971 | 1.4694 | 1.2631 | 1.2631 | 1.3255 | 1.4791 | 2.0227 | 2.3479 | 2.7529 | 2.3091 | 2.0014 | 2.2243 | 3.1528 | 4.216
11 | 4.9904 | 6.0079 | 6.3444 | 6.0055 | 5.8756 | 5.7134 | 3.5265 | 4.6039 | 3.321 | 2.9809 | 1.3398 | 2.1935 | 2.4769 | 2.0321 | 1.2477 | 2.0533 | 2.1559 | 2.1002 | 2.2554 | 2.5316 | 1.9133 | 2.688 | 3.6761 | 4.1927
12 | 4.1068 | 5.0427 | 5.5868 | 5.7742 | 5.6701 | 5.4529 | 5.0695 | 2.6058 | 3.0889 | 2.3582 | 2.9644 | 2.8214 | 2.9504 | 1.8081 | 1.52 | 1.8618 | 1.9545 | 2.3286 | 2.401 | 2.0073 | 1.2835 | 1.3939 | 1.9768 | 3.4611
Supplementary Figure 9b
| 1 | 2 | 3 | 4 | 5 | 6 | 7 | 8 | 9 | 10 | 11 | 12 | 13 | 14 | 15 | 16 | 17 | 18 | 19 | 20 | 21 | 22 | 23 | 24
1 | 23.0929 | 21.5099 | 26.2232 | 27.0945 | 21.6476 | 26.4627 | 26.243 | 25.7943 | 21.0731 | 25.3232 | 18.3586 | 25.6489 | 21.804 | 18.1923 | 10.5315 | 14.6216 | 10.1048 | 14.4753 | 17.3152 | 15.7104 | 17.0992 | 19.5947 | 21.4061 | 25.3991
2 | 19.9341 | 23.9934 | 25.7211 | 26.1894 | 23.616 | 25.9923 | 25.7856 | 23.8944 | 24.2391 | 19.7122 | 18.403 | 21.9424 | 16.5561 | 15.1053 | 12.117 | 11.3292 | 10.7384 | 11.1162 | 13.2397 | 13.0255 | 13.049 | 18.9007 | 20.0067 | 22.7699
3 | 0.93135 | 10.8679 | 12.2285 | 14.2128 | 14.1783 | 13.2993 | 11.4677 | 7.9478 | 3.0731 | 0.21998 | -0.57496 | -0.33889 | 0.60048 | 0.90576 | 3.6058 | 4.8655 | 5.0695 | 4.8298 | 3.5525 | 0.83909 | 0.71685 | 1.2163 | 0.34827 | 0.10516
4 | 16.195 | 19.5715 | 19.7768 | 21.9716 | 20.0542 | 16.7662 | 17.6075 | 16.8356 | 16.037 | 16.7227 | 14.6646 | 12.4965 | 15.8583 | 5.8258 | 4.3762 | 2.4942 | 4.4608 | 7.6803 | 7.1797 | 4.4302 | 8.289 | 12.8884 | 18.2258 | 15.4909
5 | 21.5459 | 26.8274 | 26.2823 | 25.9635 | 24.3132 | 24.4664 | 24.4359 | 24.4438 | 21.9227 | 22.736 | 16.5926 | 9.2976 | 15.6277 | 10.659 | 10.3156 | 9.8358 | 10.046 | 9.3719 | 12.7384 | 10.3686 | 8.7751 | 13.1526 | 18.8259 | 18.2978
6 | 25.0919 | 25.6495 | 21.3924 | 23.6626 | 23.4642 | 26.1335 | 25.1133 | 21.4546 | 25.2636 | 24.4971 | 24.6553 | 25.8963 | 21.7881 | 17.5339 | 16.9 | 14.8542 | 15.059 | 15.3593 | 17.6246 | 20.6856 | 23.1653 | 26.0738 | 23.5719 | 25.2859
7 | 19.1383 | 22.9814 | 23.9791 | 25.0591 | 24.8184 | 24.5151 | 23.2265 | 21.0672 | 18.5106 | 18.5726 | 19.7087 | 11.7825 | 9.9879 | 8.8757 | 8.3302 | 11.8251 | 12.8031 | 12.5964 | 11.1269 | 9.7123 | 8.333 | 12.1578 | 17.7091 | 20.6026
8 | 26.5303 | 26.5185 | 26.2562 | 26.3921 | 27.0298 | 26.4488 | 26.6057 | 26.5032 | 24.8591 | 25.4573 | 25.5015 | 25.5849 | 19.2762 | 10.5057 | 11.3308 | 10.1988 | 10.3675 | 9.522 | 15.6778 | 18.2127 | 22.4945 | 26.0757 | 26.7532 | 26.4864
9 | 20.007 | 24.3116 | 26.231 | 27.2501 | 26.8123 | 26.7369 | 25.8979 | 22.2976 | 19.2381 | 18.0154 | 17.6178 | 17.6727 | 12.4096 | 8.9159 | 6.6001 | 5.9549 | 7.1551 | 9.3331 | 11.8272 | 9.3712 | 12.1229 | 17.3587 | 18.7295 | 19.4014
10 | 27.0759 | 26.2937 | 27.1672 | 27.0759 | 27.057 | 26.64 | 24.0606 | 21.3102 | 24.9017 | 24.5152 | 24.0829 | 21.3089 | 18.6232 | 15.0609 | 12.7637 | 11.6225 | 10.9559 | 12.4472 | 8.7158 | 14.2613 | 16.6109 | 20.751 | 21.832 | 23.9666
11 | 23.1709 | 23.5776 | 25.6867 | 25.8933 | 24.5286 | 25.1315 | 24.6796 | 21.7638 | 20.2286 | 20.2222 | 18.3946 | 18.4718 | 14.5203 | 12.5519 | 13.3429 | 12.0775 | 13.6549 | 12.9425 | 13.1584 | 12.9743 | 13.3482 | 17.9711 | 22.6588 | 25.1989
12 | 22.5497 | 23.1518 | 26.056 | 26.6572 | 26.1944 | 26.1647 | 25.9222 | 21.7832 | 22.5097 | 21.5147 | 19.5497 | 20.0644 | 16.807 | 13.4462 | 10.8174 | 9.5964 | 10.8011 | 12.4396 | 11.5843 | 14.087 | 15.2717 | 18.0877 | 21.8268 | 22.4485
Supplementary Figure 9c
| 1 | 2 | 3 | 4 | 5 | 6 | 7 | 8 | 9 | 10 | 11 | 12 | 13 | 14 | 15 | 16 | 17 | 18 | 19 | 20 | 21 | 22 | 23 | 24
1 | 22.1525 | 20.4012 | 24.8972 | 25.9393 | 20.4256 | 25.1821 | 24.7938 | 24.7462 | 20.1327 | 24.3828 | 17.4182 | 24.7084 | 20.4756 | 17.2519 | 9.591 | 13.6812 | 9.1195 | 13.5348 | 16.3747 | 14.7699 | 15.8197 | 18.6489 | 20.2478 | 24.4587
2 | 19.4907 | 20.651 | 21.7976 | 24.8351 | 19.1241 | 24.5656 | 23.7797 | 20.6833 | 21.9356 | 17.9074 | 17.2069 | 20.3037 | 14.8872 | 13.6077 | 10.961 | 10.0489 | 9.4455 | 9.9454 | 11.6837 | 11.9669 | 11.6892 | 17.3241 | 18.927 | 21.059
3 | -0.24425 | 8.2398 | 8.8124 | 12.5176 | 10.5712 | 9.7813 | 8.2589 | 5.9079 | 1.8967 | -1.4189 | -3.0024 | -3.8823 | -1.6133 | -1.8547 | 0.39819 | 1.3399 | 1.6831 | 1.1668 | 0.3253 | -3.5496 | -3.1219 | -1.9463 | -1.5822 | -0.79697
4 | 10.9488 | 13.4289 | 13.3495 | 15.3861 | 13.7083 | 10.1764 | 11.1583 | 10.9814 | 11.0723 | 12.3589 | 10.931 | 10.0511 | 14.599 | 2.7965 | 1.6863 | -0.07962 | 1.7212 | 4.5388 | 3.8414 | 1.2396 | 5.3809 | 9.8956 | 14.2666 | 10.7526
5 | 15.8442 | 20.2104 | 19.4587 | 19.0662 | 17.3801 | 17.5369 | 17.5066 | 17.9936 | 16.0813 | 17.3163 | 11.5465 | 5.4446 | 11.6746 | 5.9797 | 5.7722 | 5.2659 | 5.7299 | 4.8057 | 9.0166 | 5.8781 | 4.7418 | 8.9815 | 14.1219 | 12.946
6 | 20.4177 | 21.9763 | 15.714 | 17.681 | 17.5058 | 20.3668 | 19.5117 | 16.7268 | 21.4948 | 21.0565 | 21.5519 | 23.5496 | 19.023 | 14.2926 | 13.5274 | 11.2835 | 11.178 | 10.9404 | 13.0496 | 16.4861 | 19.4731 | 22.4466 | 19.598 | 20.8214
7 | 16.3638 | 18.3693 | 18.8542 | 19.7678 | 19.5374 | 19.3397 | 18.2362 | 18.3863 | 15.3144 | 15.993 | 19.4529 | 11.6784 | 9.7606 | 8.6094 | 8.0066 | 11.4384 | 12.0619 | 11.3262 | 9.7401 | 8.6528 | 7.6631 | 12.1082 | 16.2133 | 18.3263
8 | 25.5898 | 25.695 | 25.0453 | 20.1839 | 20.4566 | 20.1449 | 20.4668 | 21.2353 | 20.6747 | 24.5217 | 21.9074 | 22.7053 | 18.3358 | 9.5653 | 10.3904 | 9.2584 | 9.3285 | 4.7804 | 10.9607 | 17.2722 | 21.554 | 25.1352 | 25.8128 | 25.5459
9 | 17.5512 | 19.8029 | 21.3266 | 24.1594 | 21.938 | 21.9451 | 21.3534 | 18.6412 | 16.5352 | 15.9521 | 16.19 | 17.0912 | 12.0746 | 8.4946 | 6.1304 | 5.9698 | 7.0635 | 8.7138 | 10.927 | 8.6977 | 11.5249 | 17.0423 | 17.5224 | 16.8666
10 | 25.8128 | 25.0344 | 21.4662 | 21.4302 | 21.5314 | 21.3517 | 19.205 | 16.9865 | 22.347 | 21.4087 | 21.6859 | 19.8394 | 17.3602 | 13.7978 | 11.4382 | 10.1434 | 8.9331 | 10.0993 | 5.9629 | 11.9521 | 14.6095 | 18.5267 | 18.6792 | 19.7505
11 | 18.1805 | 17.5697 | 19.3422 | 19.8878 | 18.653 | 19.4181 | 21.1531 | 17.1599 | 16.9076 | 17.2413 | 17.0549 | 16.2783 | 12.0434 | 10.5197 | 12.0952 | 10.0243 | 11.499 | 10.8422 | 10.9031 | 10.4428 | 11.435 | 15.2831 | 18.9826 | 21.0062
12 | 18.4428 | 18.109 | 20.4692 | 20.8829 | 20.5242 | 20.7118 | 20.8527 | 19.1774 | 19.4208 | 19.1565 | 16.5854 | 17.243 | 13.8566 | 11.6381 | 9.2974 | 7.7346 | 8.8467 | 10.111 | 9.1833 | 12.0797 | 13.9882 | 16.6938 | 19.8499 | 18.9874

## Supp. Figure 10
Supplementary Figure 10a
| 1 | 2 | 3 | 4 | 5 | 6 | 7 | 8 | 9 | 10 | 11 | 12 | 13 | 14 | 15 | 16 | 17 | 18 | 19 | 20 | 21 | 22 | 23 | 24
1 | 7.157 | 7.2148 | 7.1975 | 7.1975 | 7.169 | 7.1975 | 7.157 | 7.1698 | 7.1975 | 7.2182 | 7.157 | 7.157 | 7.157 | 7.157 | 7.157 | 7.157 | 7.2022 | 7.1672 | 7.2432 | 7.169 | 7.157 | 7.1811 | 7.157 | 7.169
2 | 4.9253 | 6.7342 | 6.5248 | 6.4193 | 6.9067 | 6.2394 | 6.6844 | 6.3961 | 6.7697 | 6.1288 | 5.9744 | 6.7097 | 6.5308 | 6.7624 | 7.0677 | 7.157 | 7.1261 | 7.1259 | 7.169 | 7.157 | 7.1115 | 6.7785 | 6.4737 | 5.1231
3 | 0 | 0 | 0 | 0 | 0 | 0 | 0 | 0 | 0 | 0 | 0 | 0 | 0 | 0 | 0 | 0 | 0 | 0 | 0.0060109 | 0 | 0 | 0 | 0 | 0
4 | -4.8232 | -4.2033 | -3.9231 | -4.7302 | -4.6187 | -4.2571 | -4.01 | -4.1648 | -4.2003 | -3.9737 | -5.458 | -4.2213 | -3.6925 | -4.2848 | -3.3703 | -3.4872 | -3.4146 | -3.7616 | -4.2176 | -2.7464 | -4.2858 | -3.7671 | -5.2138 | -5.0649
5 | -4.1123 | -3.3098 | -2.4079 | -1.8672 | -2.7095 | -2.8309 | -2.3404 | -2.8889 | -3.443 | -3.5206 | -2.272 | -3.6638 | -4.4874 | -2.2542 | -2.8694 | -3.1367 | -2.5305 | -4.1229 | -3.7047 | -2.9398 | -3.5453 | -4.2378 | -3.137 | -3.3243
6 | -6.3637 | -5.922 | -5.2628 | -5.1115 | -5.9121 | -5.9834 | -5.2564 | -5.7137 | -5.3766 | -5.8333 | -6.8607 | -6.544 | -5.9338 | -6.0167 | -5.8021 | -5.4111 | -5.851 | -6.0238 | -4.7458 | -6.0081 | -5.4846 | -6.4233 | -6.5253 | -5.8141
7 | -4.6899 | -3.2605 | -3.097 | -3.2166 | -2.2901 | -2.7641 | -2.6609 | -2.8926 | -3.7715 | -4.5398 | -4.4264 | -5.8384 | -7.157 | -7.157 | -7.157 | -7.157 | -7.1336 | -6.9951 | -4.9986 | -2.5772 | -3.3073 | -3.1535 | -4.7763 | -4.4576
8 | 7.1497 | 7.0464 | 7.0226 | 7.0105 | 7.1088 | 7.0226 | 7.1975 | 6.9393 | 7.0226 | 7.169 | 7.1088 | 2.535 | -1.1769 | -2.3734 | -1.1874 | -0.27777 | 1.4145 | 0.34402 | 3.4524 | 7.0226 | 7.169 | 7.157 | 7.0105 | 7.0105
9 | -0.43037 | 1.9212 | 3.0871 | 3.3832 | 3.6049 | 3.2421 | 2.6618 | 2.004 | 0.92714 | -0.1978 | -0.77835 | 1.2393 | -1.2998 | 1.1713 | 4.3657 | 5.225 | 5.8697 | 2.8419 | 4.8975 | 5.7238 | 4.1298 | 1.5703 | 0.14763 | -0.11686
10 | 7.157 | 7.1451 | 7.0287 | 7.146 | 6.7955 | 7.169 | 7.169 | 7.1115 | 7.0308 | 6.9009 | 7.0093 | 7.157 | 7.157 | 7.157 | 7.169 | 7.157 | 7.157 | 7.157 | 7.169 | 7.169 | 7.157 | 7.157 | 7.1324 | 6.8408
11 | 7.157 | 7.157 | 7.157 | 7.157 | 7.157 | 7.169 | 7.157 | 7.169 | 7.157 | 7.157 | 7.157 | 7.157 | 7.273 | 7.157 | 7.1791 | 7.1698 | 7.169 | 7.169 | 7.2771 | 7.157 | 7.169 | 7.169 | 7.1654 | 7.2303
12 | -0.31544 | -0.5715 | 0.41985 | 0.11987 | -1.3587 | 0.49281 | 0.1055 | -0.45301 | 0.26799 | -1.3509 | -0.62935 | -0.41932 | -1.7922 | -0.80303 | -1.6776 | -1.3847 | -0.71107 | -0.50696 | -0.53562 | -0.6717 | -0.88212 | -0.38287 | -0.074291 | -0.64649
Supplementary Figure 10b
| 1 | 2 | 3 | 4 | 5 | 6 | 7 | 8 | 9 | 10 | 11 | 12 | 13 | 14 | 15 | 16 | 17 | 18 | 19 | 20 | 21 | 22 | 23 | 24
1 | 13.047 | 12.9287 | 14.43 | 13.9179 | 13.9725 | 14.4868 | 14.2503 | 14.1198 | 13.7941 | 13.5542 | 11.3472 | 5.43 | 3.7007 | 0.035227 | -1.1579 | 0.084892 | -0.065132 | -1.1569 | 1.5551 | 2.971 | 5.5524 | 7.7521 | 12.2692 | 13.7411
2 | 13.4681 | 14.633 | 14.6494 | 14.2718 | 14.1745 | 14.4506 | 13.3143 | 13.608 | 12.1606 | 12.7632 | 8.354 | 2.3537 | -0.45082 | -2.3347 | -4.1662 | -4.5198 | -3.9741 | -2.4735 | 0.4779 | 0.39552 | 1.6536 | 4.8701 | 9.7729 | 12.7775
3 | 3.8142 | 8.1128 | 8.692 | 8.7158 | 8.5564 | 8.2151 | 6.8538 | 5.6195 | 4.7708 | 3.2396 | 0.9294 | -4.1509 | -5.5408 | -5.9284 | -7.1859 | -7.8462 | -7.8064 | -7.0701 | -4.6865 | -4.4753 | -4.0686 | -1.6662 | 2.6039 | 4.199
4 | 10.6946 | 11.8817 | 10.7057 | 11.6641 | 11.3275 | 10.4406 | 10.827 | 11.2882 | 11.7093 | 10.7093 | 11.0564 | 2.8811 | -2.2496 | -3.5303 | -6.6192 | -5.577 | -7.0444 | -3.3797 | -4.364 | -3.3708 | -1.3886 | 5.0768 | 10.1949 | 12.1792
5 | 11.3477 | 13.2395 | 13.1722 | 13.0235 | 11.8904 | 12.9931 | 11.2108 | 12.1066 | 12.4923 | 13.0378 | 12.6805 | 8.3205 | 1.7131 | -0.88867 | -3.0476 | -2.4325 | -4.5546 | -2.6218 | -3.1025 | -1.4195 | -0.57832 | 7.4615 | 11.0874 | 9.2594
6 | 14.3612 | 14.7404 | 14.7404 | 14.7404 | 14.7404 | 14.7336 | 14.2282 | 14.7251 | 14.3432 | 14.4527 | 14.4761 | 14.7404 | 7.3328 | 4.062 | 1.5192 | -1.5846 | 0.67172 | 1.451 | 1.4539 | 2.9804 | 7.6422 | 13.0957 | 14.525 | 14.7745
7 | 6.5938 | 9.8613 | 9.0703 | 10.1959 | 8.4754 | 8.5674 | 7.7419 | 7.9868 | 7.8719 | 7.4395 | 7.0846 | 3.9342 | -0.81551 | -4.0054 | -5.5859 | -6.347 | -6.049 | -4.4352 | -2.577 | -4.0731 | -1.1824 | 2.6234 | 6.4313 | 7.3385
8 | 14.7404 | 14.7404 | 14.7404 | 14.7753 | 14.7753 | 14.7404 | 14.7321 | 14.7404 | 14.7404 | 14.7404 | 14.7404 | 9.676 | 4.1876 | 0.82932 | -1.3198 | -2.6486 | -1.0445 | 0.047078 | 0.23994 | 0.81503 | 3.9895 | 10.2741 | 14.7404 | 14.7404
9 | 14.7401 | 14.7401 | 14.7401 | 14.7404 | 14.7404 | 14.7404 | 14.7312 | 14.7404 | 14.7404 | 14.7404 | 14.7401 | 6.9409 | 4.1221 | -0.55372 | -4.3845 | -5.0589 | -4.8576 | -0.99074 | 0.02005 | -1.4731 | 0.10527 | 4.7985 | 14.6433 | 14.6446
10 | 12.5624 | 14.4818 | 13.3771 | 14.1993 | 14.4634 | 14.1618 | 14.4803 | 13.5285 | 13.3154 | 14.253 | 11.6533 | 5.1101 | 0.64836 | -1.2747 | -3.1914 | -4.4476 | -4.854 | -1.7482 | -3.9243 | -2.2691 | 0.95154 | 3.1481 | 8.6634 | 12.6831
11 | 10.1367 | 11.3859 | 10.8377 | 11.5919 | 11.8677 | 10.8011 | 11.4526 | 9.1154 | 10.233 | 9.6178 | 5.4855 | 1.7194 | -3.3813 | -4.7665 | -7.2247 | -6.3265 | -6.4789 | -6.2258 | -4.8676 | -3.8081 | -1.3329 | 0.25331 | 2.3528 | 9.8925
12 | 12.7761 | 11.8575 | 13.5385 | 12.7163 | 13.1315 | 12.1589 | 12.7462 | 11.327 | 12.311 | 13.0714 | 6.9744 | 2.0591 | 0.75586 | -0.90052 | -3.3984 | -4.7053 | -3.5091 | -2.5826 | -2.5601 | -1.8697 | 0.44131 | 2.3721 | 5.8956 | 11.08
Supplementary Figure 10c
| 1 | 2 | 3 | 4 | 5 | 6 | 7 | 8 | 9 | 10 | 11 | 12 | 13 | 14 | 15 | 16 | 17 | 18 | 19 | 20 | 21 | 22 | 23 | 24
1 | 0.05373 | 0.0534 | 0.0534 | 0.0534 | 0.05373 | 0.0534 | 0.0534 | 0.0534 | 0.0534 | 0.0534 | 0.0534 | 0.0534 | 0.05373 | 0.0534 | 0.0534 | 0.05373 | 0.0534 | 0.0534 | 0.0534 | 0.0534 | 0.0534 | 0.0534 | 0.0534 | 0.0534
2 | 0.0534 | 0.0534 | 0.0534 | 0.0534 | 0.0534 | 0.0534 | 0.0534 | 0.0534 | 0.0534 | 0.0534 | 0.0534 | 0.0534 | 0.0534 | 0.0534 | 0.0534 | 0.0534 | 0.0534 | 0.0534 | 0.0534 | 0.0534 | 0.0534 | 0.0534 | 0.0534 | 0.0534
3 | -0.00267 | -0.00267 | -0.00267 | -0.00267 | -0.00267 | -0.00267 | -0.00267 | -0.00267 | -0.00267 | 0.029451 | 0.02403 | 0.02403 | -0.00267 | -0.00267 | -0.00267 | -0.00267 | -0.00267 | -0.00267 | 0.00801 | 0.02937 | 0.04539 | 0.05073 | 0.05073 | 0.00267
4 | -0.017929 | -0.02871 | -0.03237 | -0.03972 | -0.0366 | -0.03204 | -0.00735 | -0.01869 | -0.02103 | -0.00768 | -0.00768 | -0.01101 | -0.03204 | -0.02403 | -0.02403 | -0.01536 | -0.0267 | -0.03471 | -0.02337 | -0.022213 | -0.00768 | -0.00801 | -0.02403 | -0.04272
5 | -0.020428 | -0.04005 | -0.035878 | -0.0237 | -0.035035 | -0.0237 | -0.03972 | -0.04305 | -0.013426 | -0.00801 | -0.011678 | -0.026872 | -0.03237 | -0.04806 | -0.02904 | -0.03171 | -0.03204 | -0.04038 | -0.02937 | -0.02436 | -0.00801 | -0.01302 | -0.01503 | -0.012729
6 | -0.03705 | -0.04005 | -0.03705 | -0.04839 | -0.040538 | -0.037531 | -0.04005 | -0.025375 | -0.01836 | -0.01035 | -0.01836 | -0.04539 | -0.04539 | -0.049594 | -0.0534 | -0.037566 | -0.04506 | -0.04473 | -0.04572 | -0.04272 | -0.03738 | -0.03171 | -0.037405 | -0.03171
7 | -0.0534 | -0.0534 | -0.0534 | -0.0534 | -0.0534 | -0.0534 | -0.0534 | -0.0534 | -0.0534 | -0.0534 | -0.0534 | -0.0534 | -0.0534 | -0.0534 | -0.0534 | -0.0534 | -0.0534 | -0.0504 | -0.0534 | -0.0534 | -0.0534 | -0.0534 | -0.0534 | -0.0534
8 | 0.025614 | 0.028761 | 0.04305 | 0.02304 | 0.04239 | 0.03705 | 0.049231 | 0.0534 | 0.0534 | 0.0534 | 0.05073 | 0.04773 | 0.02703 | 0.02169 | 0.03705 | 0.03471 | 0.0534 | 0.03237 | 0.044658 | 0.05373 | 0.04239 | 0.05073 | 0.042153 | 0.039379
9 | 0.00267 | 0.00801 | 0.0001563 | 0.021565 | 0.03471 | 0.02937 | 0.01869 | 0.01869 | 0.01335 | 0.00267 | 0.00267 | 0.03471 | -0.00534 | 0.02136 | 0.021554 | 0.03297 | 0.012491 | 0.01836 | 0.03972 | 0.04806 | 0.03738 | 0.03738 | 0.0052841 | 0.00267
10 | 0.0534 | 0.0534 | 0.0534 | 0.05373 | 0.05373 | 0.0534 | 0.05373 | 0.0534 | 0.0534 | 0.0534 | 0.0534 | 0.0534 | 0.0534 | 0.0534 | 0.0534 | 0.05373 | 0.05373 | 0.05373 | 0.0534 | 0.0534 | 0.0534 | 0.0534 | 0.0534 | 0.0534
11 | 0.03171 | 0.016264 | 0.022204 | 0.02136 | 0.021479 | 0.03972 | 0.0534 | 0.05373 | 0.0534 | 0.0534 | 0.0534 | 0.038832 | 0.00768 | 0.01134 | 0.026836 | 0.010863 | 0.0080594 | 0.020007 | 0.020301 | 0.04338 | 0.049411 | 0.0534 | 0.0534 | 0.0534
12 | 0.00768 | 0.0069147 | -0.003 | -0.0011257 | 0.01101 | -0.00033 | 0.01869 | 0.0267 | 0.02703 | 0.02637 | 0.01869 | -0.01602 | -0.02337 | 0.0052868 | 0.0099594 | 0.01368 | 0.015056 | -0.003 | 0.00534 | 0.01536 | 0.02337 | 0.03138 | 0.02103 | 0.01902
Supplementary Figure 10d
| 1 | 2 | 3 | 4 | 5 | 6 | 7 | 8 | 9 | 10 | 11 | 12 | 13 | 14 | 15 | 16 | 17 | 18 | 19 | 20 | 21 | 22 | 23 | 24
1 | 0.29498 | 0.29498 | 0.28532 | 0.2928 | 0.29429 | 0.29498 | 0.29254 | 0.29498 | 0.29498 | 0.29498 | 0.29498 | 0.29498 | 0.29545 | 0.29498 | 0.29498 | 0.29498 | 0.29587 | 0.29559 | 0.29587 | 0.29498 | 0.29498 | 0.29498 | 0.29498 | 0.29498
2 | 0.29498 | 0.23859 | 0.1732 | 0.16051 | 0.16986 | 0.15364 | 0.1494 | 0.1975 | 0.28767 | 0.24389 | 0.16498 | 0.27829 | 0.29104 | 0.29014 | 0.27773 | 0.29161 | 0.29498 | 0.29214 | 0.29498 | 0.29498 | 0.29498 | 0.29498 | 0.29498 | 0.29498
3 | 0.012856 | 0.027481 | -0.002072 | -0.015292 | -0.011224 | -0.0067984 | -0.0036485 | 0.046261 | 0.048996 | 0.051332 | 0.019617 | -0.010006 | 0.0050884 | -0.00047321 | 0.0049299 | -0.0092901 | -0.0024696 | 0.0066866 | 0.12411 | 0.11584 | 0.073881 | 0.17002 | 0.040809 | 0.018446
4 | -0.13126 | -0.19645 | -0.24053 | -0.24099 | -0.22823 | -0.19887 | -0.25903 | -0.23583 | -0.25551 | -0.20247 | -0.24085 | -0.19251 | -0.19947 | -0.14193 | -0.16628 | -0.19014 | -0.16529 | -0.22441 | -0.15568 | -0.11894 | 0.034204 | 0.0088644 | -0.052419 | -0.16739
5 | 0.15586 | -0.00052628 | -0.00024776 | 0.018801 | -0.089677 | -0.011365 | 0.063685 | 0.0048533 | 0.017764 | 0.059103 | 0.040792 | 0.094735 | 0.2057 | -0.034237 | -0.18524 | 0.026029 | -0.10482 | -0.012754 | 0.082635 | 0.10515 | 0.21731 | 0.16656 | 0.19503 | 0.14188
6 | 0.2746 | 0.25564 | 0.24465 | 0.23982 | 0.21087 | 0.14414 | 0.19173 | 0.2524 | 0.25902 | 0.25196 | 0.27146 | 0.2709 | 0.28458 | 0.26964 | 0.1584 | 0.086895 | 0.19279 | 0.19847 | 0.24814 | 0.24967 | 0.2838 | 0.26603 | 0.28824 | 0.25253
7 | 0.0055915 | -0.0074556 | -0.13286 | -0.27501 | -0.28338 | -0.28255 | -0.27607 | -0.044915 | 0.011853 | -0.0025704 | -0.0027935 | 0.02866 | 0.070534 | 0.060294 | -0.19753 | -0.29498 | -0.29498 | -0.227 | -0.27628 | -0.014775 | 0.15681 | 0.20695 | 0.17382 | 0.14017
8 | 0.29498 | 0.29498 | 0.29498 | 0.29498 | 0.29498 | 0.28845 | 0.29498 | 0.29369 | 0.29543 | 0.28852 | 0.29498 | 0.28323 | 0.29327 | 0.27051 | 0.24904 | 0.25267 | 0.21369 | 0.19446 | 0.28515 | 0.29501 | 0.29498 | 0.29498 | 0.29498 | 0.29498
9 | 0.094996 | 0.12563 | 0.12563 | 0.19213 | 0.20698 | 0.18039 | 0.11835 | 0.12563 | 0.099917 | 0.061349 | 0.061349 | 0.22639 | 0.21614 | 0.19372 | 0.22408 | 0.24961 | 0.082334 | 0.24015 | 0.29395 | 0.26926 | 0.24301 | 0.24355 | 0.11866 | 0.10171
10 | 0.22346 | 0.26295 | 0.12814 | 0.18642 | 0.1577 | 0.18285 | 0.1449 | 0.24452 | 0.25322 | 0.25394 | 0.18286 | 0.15577 | 0.11398 | -0.061386 | -0.11098 | -0.064273 | -0.073199 | -0.11979 | -0.09458 | 0.023048 | 0.2349 | 0.25126 | 0.23818 | 0.27014
11 | 0.29545 | 0.29498 | 0.29587 | 0.29587 | 0.29498 | 0.29498 | 0.29587 | 0.29498 | 0.29498 | 0.29545 | 0.29498 | 0.29498 | 0.29545 | 0.29498 | 0.29498 | 0.28796 | 0.21737 | 0.18846 | 0.26345 | 0.29391 | 0.29374 | 0.29498 | 0.29498 | 0.29498
12 | 0.081868 | 0.01539 | -0.092006 | -0.12687 | -0.087364 | -0.062862 | 0.03129 | 0.14243 | 0.067923 | 0.10001 | 0.068307 | 0.070058 | 0.089382 | 0.13012 | 0.1041 | -0.028709 | -0.063395 | -0.01489 | 0.028124 | 0.080829 | 0.095283 | 0.1519 | 0.21683 | 0.20777
Supplementary Figure 10e
| 1 | 2 | 3 | 4 | 5 | 6 | 7 | 8 | 9 | 10 | 11 | 12 | 13 | 14 | 15 | 16 | 17 | 18 | 19 | 20 | 21 | 22 | 23 | 24
1 | 2.6815 | 3.1636 | 4.534 | 4.9871 | 3.5277 | 3.6765 | 3.6748 | 3.3818 | 2.6214 | 2.2406 | 2.549 | 4.5072 | 4.3265 | 1.8876 | 0.84685 | 1.3256 | 1.0866 | 3.7541 | 4.7729 | 3.7611 | 0.78003 | 1.2031 | 1.6776 | 2.926
2 | 1.8471 | 3.1107 | 3.9543 | 3.9972 | 4.2627 | 4.0002 | 3.698 | 3.3243 | 2.4849 | 2.0704 | 2.9854 | 4.7706 | 4.7909 | 5.0568 | 4.0698 | 4.5662 | 4.6927 | 4.8698 | 5.0222 | 3.8425 | 2.5711 | 1.0423 | 1.0378 | 2.1894
3 | 1.093 | 2.3226 | 2.7871 | 2.8886 | 2.8782 | 2.5556 | 2.3173 | 1.4011 | 0.44356 | -0.023863 | 0.66285 | 0.90572 | 2.0296 | 2.3109 | 2.0791 | 1.6379 | 1.4464 | 1.5117 | 1.194 | 0.50645 | -0.54643 | -1.4113 | -0.77589 | 0.37768
4 | 4.7013 | 4.8837 | 5.346 | 5.4068 | 5.359 | 5.5184 | 5.05 | 4.846 | 3.6488 | 3.1178 | 3.3398 | 3.4015 | 4.8249 | 5.0843 | 4.7803 | 5.044 | 4.707 | 4.5118 | 4.8109 | 4.9064 | 4.4249 | 3.1985 | 3.7203 | 4.3861
5 | 5.5254 | 5.7431 | 5.6969 | 5.4897 | 5.67 | 5.6879 | 5.6669 | 5.664 | 5.4773 | 5.1608 | 4.7289 | 3.958 | 5.372 | 5.67 | 5.733 | 5.6644 | 5.67 | 5.7015 | 5.6389 | 5.6324 | 4.9849 | 4.0638 | 4.7677 | 5.399
6 | 5.0228 | 5.4114 | 5.4201 | 5.4731 | 5.3979 | 5.5588 | 5.4851 | 4.9853 | 4.1458 | 3.763 | 3.1574 | 3.3897 | 4.4564 | 5.4137 | 5.4627 | 5.5205 | 5.3632 | 5.5957 | 5.67 | 5.5759 | 5.2862 | 4.7594 | 4.2263 | 5.2802
7 | 4.6081 | 5.3665 | 5.43 | 5.3957 | 5.2943 | 5.1299 | 4.8376 | 4.0722 | 3.0584 | 2.3734 | 2.0783 | 2.2317 | 2.5572 | 3.5334 | 4.2862 | 5.1251 | 5.0501 | 5.2097 | 5.4909 | 4.8412 | 3.4898 | 2.9622 | 3.444 | 4.2116
8 | 5.5878 | 5.67 | 5.67 | 5.67 | 5.67 | 5.6578 | 5.6349 | 5.3671 | 4.5027 | 4.4665 | 4.6098 | 2.4639 | 0.40558 | 1.782 | 2.7907 | 3.4082 | 3.6053 | 3.5285 | 4.9703 | 5.67 | 5.652 | 5.2791 | 5.504 | 5.6128
9 | 4.1833 | 5.2382 | 5.3632 | 5.3234 | 5.0929 | 4.8954 | 4.5985 | 3.8515 | 2.9017 | 2.2236 | 2.1005 | 2.5537 | 3.5735 | 4.5338 | 4.857 | 5.0734 | 5.3827 | 4.4693 | 5.276 | 4.9886 | 3.9706 | 3.0493 | 3.3808 | 4.2079
10 | 4.8134 | 5.3216 | 5.5769 | 5.3221 | 5.266 | 4.2815 | 3.8376 | 3.5062 | 2.9285 | 2.8501 | 2.8949 | 4.1775 | 5.3675 | 4.9889 | 3.7723 | 4.3416 | 3.4547 | 4.9352 | 5.2709 | 3.948 | 3.9897 | 3.1861 | 3.5705 | 4.7215
11 | 5.4554 | 5.67 | 5.67 | 5.6684 | 5.589 | 5.4601 | 5.3329 | 4.8776 | 3.8887 | 3.6867 | 3.3772 | 4.9449 | 5.6515 | 5.6682 | 5.67 | 5.6616 | 5.6631 | 5.67 | 5.6502 | 5.4177 | 5.0135 | 4.6232 | 4.3468 | 5.2134
12 | 4.0164 | 5.2578 | 5.4685 | 5.5469 | 5.48 | 5.4064 | 5.2075 | 4.1335 | 3.3589 | 3.2541 | 4.3781 | 5.3752 | 5.4383 | 5.5174 | 5.4791 | 5.027 | 5.3777 | 5.3259 | 5.1212 | 4.5812 | 3.739 | 2.9475 | 2.5434 | 3.5729
Supplementary Figure 10f
| 1 | 2 | 3 | 4 | 5 | 6 | 7 | 8 | 9 | 10 | 11 | 12 | 13 | 14 | 15 | 16 | 17 | 18 | 19 | 20 | 21 | 22 | 23 | 24
1 | 0.49704 | 0.49704 | 0.49704 | 0.49704 | 0.49704 | 0.50069 | 0.49704 | 0.49704 | 0.49704 | 0.49704 | 0.49704 | 0.49704 | 0.49704 | 0.49704 | 0.49704 | 0.49704 | 0.49704 | 0.49704 | 0.49704 | 0.49704 | 0.49704 | 0.4466 | 0.44397 | 0.49704
2 | 0.31316 | 0.49554 | 0.48861 | 0.49704 | 0.48086 | 0.49616 | 0.49704 | 0.49144 | 0.45197 | 0.35718 | 0.41402 | 0.49704 | 0.49704 | 0.4958 | 0.48235 | 0.49704 | 0.49704 | 0.49101 | 0.49704 | 0.47164 | 0.25063 | -0.108 | -0.10638 | 0.068275
3 | 0.028886 | 0.078785 | 0.15944 | 0.22274 | 0.25377 | 0.20417 | 0.16289 | 0.0096022 | 0.046928 | 0.022718 | 0.037502 | 0.196 | 0.17277 | 0.10997 | 0.094321 | 0.13154 | 0.14025 | 0.23692 | 0.21319 | 0.047112 | 0.0055659 | 0.00034777 | 0.00010573 | 0.0092642
4 | 0.29294 | 0.32112 | 0.35576 | 0.3496 | 0.32588 | 0.36224 | 0.35083 | 0.30111 | 0.38008 | 0.39758 | 0.36616 | 0.29458 | 0.42613 | 0.36705 | 0.46602 | 0.25723 | 0.33 | 0.3592 | 0.41913 | 0.41596 | 0.20116 | 0.12159 | 0.081956 | 0.11323
5 | 0.037361 | 0.18884 | 0.20088 | 0.2776 | 0.26145 | 0.31332 | 0.22289 | 0.26846 | 0.17459 | 0.091758 | 0.072983 | -0.02169 | 0.11948 | 0.088146 | 0.2324 | 0.29452 | 0.3713 | 0.34087 | 0.34431 | 0.2206 | -0.19905 | -0.29075 | -0.14711 | -0.11728
6 | -0.49704 | -0.50069 | -0.48383 | -0.41126 | -0.41989 | -0.40559 | -0.40523 | -0.5026 | -0.50434 | -0.47385 | -0.49654 | -0.50434 | -0.49704 | -0.50069 | -0.4359 | -0.36948 | -0.45927 | -0.40444 | -0.49995 | -0.49704 | -0.50434 | -0.49704 | -0.49704 | -0.50069
7 | -0.49704 | -0.49704 | -0.47344 | -0.38839 | -0.37242 | -0.39322 | -0.38143 | -0.49704 | -0.49704 | -0.49704 | -0.49704 | -0.49704 | -0.49704 | -0.49704 | -0.50069 | -0.49305 | -0.46162 | -0.43548 | -0.40466 | -0.49704 | -0.49704 | -0.49704 | -0.49704 | -0.49704
8 | -0.14911 | -0.096479 | 0.18322 | 0.26507 | 0.24266 | 0.2235 | 0.22572 | 0.082632 | -0.099702 | -0.16512 | -0.13205 | -0.33236 | -0.49704 | -0.44232 | -0.28611 | -0.02172 | 0.20018 | -0.060117 | 0.10212 | -0.16845 | -0.1723 | -0.15228 | -0.20213 | -0.14239
9 | 0.11635 | 0.31053 | 0.25687 | 0.32633 | 0.27125 | 0.377 | 0.39286 | 0.30934 | 0.23816 | 0.21538 | 0.20518 | 0.1061 | -0.14898 | 0.015373 | 0.26418 | 0.37945 | 0.4662 | 0.31698 | 0.32063 | 0.40385 | 0.061698 | -0.13879 | -0.12726 | -0.058373
10 | 0.49704 | 0.49704 | 0.49704 | 0.49704 | 0.50069 | 0.49704 | 0.49704 | 0.49704 | 0.49704 | 0.49704 | 0.49704 | 0.49704 | 0.49704 | 0.49704 | 0.50434 | 0.49704 | 0.49704 | 0.50798 | 0.49704 | 0.49704 | 0.49704 | 0.49704 | 0.49704 | 0.49704
11 | 0.46809 | 0.47508 | 0.49704 | 0.49388 | 0.49704 | 0.47453 | 0.49704 | 0.4172 | 0.414 | 0.4154 | 0.40517 | 0.40033 | 0.37562 | 0.42496 | 0.49032 | 0.49679 | 0.49704 | 0.49704 | 0.49704 | 0.45401 | 0.39098 | 0.41462 | 0.38163 | 0.43012
12 | 0.23388 | 0.30234 | 0.3508 | 0.3394 | 0.3677 | 0.39045 | 0.29782 | 0.35853 | 0.30194 | 0.26625 | 0.27025 | 0.24106 | 0.26248 | 0.24603 | 0.3209 | 0.28052 | 0.32654 | 0.34549 | 0.35397 | 0.31326 | 0.2698 | 0.083773 | -0.030359 | 0.16135

## Supp. Figure 11
load_zone | emis | IQRR_solar | IQRR_wind | IQRR_hydro | IQRR_fossil
Region-wide | Reference | 0.85337 | 1.0827 | 0.90486 | 0.83197
Region-wide | Mitigation | 1.9554 | 1.295 | 2.8223 | 0.76661
Argentina | Reference | 0.79103 | 0.88365 | 1.361 | 0.83333
Argentina | Mitigation | 1.2005 | 1.6404 | 0.64288 | 0.81289
Brazil | Reference | 0.73028 | 1.0513 | 1.254 | 0.78916
Brazil | Mitigation | 1.0594 | 0.72052 | 0.9542 | 0.16047
Chile | Reference | 0.9195 | 0 | 0.89679 | 0.95067
Chile | Mitigation | 1.1845 | 0 | 2.4133 | 2.1316
Paraguay | Reference | 1.7631 | 2.4369 | 0.31436 | 0.00071297
Paraguay | Mitigation | 3.1699 | 1.8414 | 2.4461 | 0.012486
Uruguay | Reference | 2.1697 | 1.5214 | 1.7644 | 0.92112
Uruguay | Mitigation | 1.3713 | 1.6414 | 0.78979 | 0.75793

## Supp. Figure 12
Supplementary Figure 12a |  |  |  |  | Supplementary Figure 12b |  |  |  |  | Supplementary Figure 12c
Latitude | Longitude | project | load_zone | all_avg | Latitude | Longitude | project | load_zone | all_avg | scenario | emis_policy | exist_trd | op_char | fixed_pv | pol | group | pref
-40.25 | -71.75 | p_solar_Argentina_AR13 | Argentina | 0.20688 | -50.75 | -71.75 | p_wind_Argentina_AR30 | Argentina | 0.58065 | prm15_wcost_re10_c2p1_co2_cut90p_t1 | 1 | 1 | 10 | 0 | 90%Cut,Lim | 110 | 0.57159
-40.75 | -71.75 | p_solar_Argentina_AR14 | Argentina | 0.20695 | -51.25 | -71.75 | p_wind_Argentina_AR31 | Argentina | 0.5912 | prm15_wcost_re10_c2p1_co2_cut90p_tn | 1 | 0 | 10 | 0 | 90%Cut,Full | 100 | 0.56574
-41.25 | -71.75 | p_solar_Argentina_AR15 | Argentina | 0.20621 | -51.75 | -71.75 | p_wind_Argentina_AR32 | Argentina | 0.59534 | prm15_wcost_re10_c2p1_t1 | 0 | 1 | 10 | 0 | NoCut,Lim | 10 | 0.45494
-39.25 | -71.25 | p_solar_Argentina_AR33 | Argentina | 0.23389 | -50.25 | -71.25 | p_wind_Argentina_AR54 | Argentina | 0.58053 | prm15_wcost_re10_c2p1_tn | 0 | 0 | 10 | 0 | NoCut,Full | 0 | 0.51202
-39.75 | -71.25 | p_solar_Argentina_AR34 | Argentina | 0.23174 | -50.75 | -71.25 | p_wind_Argentina_AR55 | Argentina | 0.58335 | prm15_wcost_re11_c2p1_co2_cut90p_t1 | 1 | 1 | 11 | 1 | 90%Cut,Lim | 111 | 0.63834
-40.25 | -71.25 | p_solar_Argentina_AR35 | Argentina | 0.23238 | -51.25 | -71.25 | p_wind_Argentina_AR56 | Argentina | 0.59427 | prm15_wcost_re11_c2p1_co2_cut90p_tn | 1 | 0 | 11 | 1 | 90%Cut,Full | 101 | 0.63901
-40.75 | -71.25 | p_solar_Argentina_AR36 | Argentina | 0.23082 | -51.75 | -71.25 | p_wind_Argentina_AR57 | Argentina | 0.602 | prm15_wcost_re11_c2p1_t1 | 0 | 1 | 11 | 1 | NoCut,Lim | 11 | 0.80349
-41.25 | -71.25 | p_solar_Argentina_AR37 | Argentina | 0.2271 | -44.75 | -70.75 | p_wind_Argentina_AR74 | Argentina | 0.5626 | prm15_wcost_re11_c2p1_tn | 0 | 0 | 11 | 1 | NoCut,Full | 1 | 0.84584
-36.75 | -70.75 | p_solar_Argentina_AR58 | Argentina | 0.27944 | -45.25 | -70.75 | p_wind_Argentina_AR75 | Argentina | 0.56312 | prm15_wcost_re12_c2p1_co2_cut90p_t1 | 1 | 1 | 12 | 1 | 90%Cut,Lim | 111 | 0.60983
-37.25 | -70.75 | p_solar_Argentina_AR59 | Argentina | 0.27362 | -45.75 | -70.75 | p_wind_Argentina_AR76 | Argentina | 0.57148 | prm15_wcost_re12_c2p1_co2_cut90p_tn | 1 | 0 | 12 | 1 | 90%Cut,Full | 101 | 0.6387
-37.75 | -70.75 | p_solar_Argentina_AR60 | Argentina | 0.26491 | -46.25 | -70.75 | p_wind_Argentina_AR77 | Argentina | 0.55487 | prm15_wcost_re12_c2p1_t1 | 0 | 1 | 12 | 1 | NoCut,Lim | 11 | 0.45317
-38.25 | -70.75 | p_solar_Argentina_AR61 | Argentina | 0.25824 | -46.75 | -70.75 | p_wind_Argentina_AR78 | Argentina | 0.52281 | prm15_wcost_re12_c2p1_tn | 0 | 0 | 12 | 1 | NoCut,Full | 1 | 0.47198
-38.75 | -70.75 | p_solar_Argentina_AR62 | Argentina | 0.2517 | -47.25 | -70.75 | p_wind_Argentina_AR79 | Argentina | 0.53826 | prm15_wcost_re13_c2p1_co2_cut90p_t1 | 1 | 1 | 13 | 1 | 90%Cut,Lim | 111 | 0.58993
-39.25 | -70.75 | p_solar_Argentina_AR63 | Argentina | 0.2478 | -47.75 | -70.75 | p_wind_Argentina_AR80 | Argentina | 0.569 | prm15_wcost_re13_c2p1_co2_cut90p_tn | 1 | 0 | 13 | 1 | 90%Cut,Full | 101 | 0.63053
-39.75 | -70.75 | p_solar_Argentina_AR64 | Argentina | 0.24348 | -48.25 | -70.75 | p_wind_Argentina_AR81 | Argentina | 0.60373 | prm15_wcost_re13_c2p1_t1 | 0 | 1 | 13 | 1 | NoCut,Lim | 11 | 0.29278
-40.25 | -70.75 | p_solar_Argentina_AR65 | Argentina | 0.23954 | -48.75 | -70.75 | p_wind_Argentina_AR82 | Argentina | 0.62116 | prm15_wcost_re13_c2p1_tn | 0 | 0 | 13 | 1 | NoCut,Full | 1 | 0.27199
-40.75 | -70.75 | p_solar_Argentina_AR66 | Argentina | 0.23683 | -49.25 | -70.75 | p_wind_Argentina_AR83 | Argentina | 0.59867 | prm15_wcost_re14_c2p1_co2_cut90p_t1 | 1 | 1 | 14 | 1 | 90%Cut,Lim | 111 | 0.60606
-41.25 | -70.75 | p_solar_Argentina_AR67 | Argentina | 0.2353 | -49.75 | -70.75 | p_wind_Argentina_AR84 | Argentina | 0.57234 | prm15_wcost_re14_c2p1_co2_cut90p_tn | 1 | 0 | 14 | 1 | 90%Cut,Full | 101 | 0.64176
-30.75 | -70.25 | p_solar_Argentina_AR89 | Argentina | 0.31907 | -50.25 | -70.75 | p_wind_Argentina_AR85 | Argentina | 0.56442 | prm15_wcost_re14_c2p1_t1 | 0 | 1 | 14 | 1 | NoCut,Lim | 11 | 0.42558
-31.25 | -70.25 | p_solar_Argentina_AR90 | Argentina | 0.31835 | -50.75 | -70.75 | p_wind_Argentina_AR86 | Argentina | 0.5676 | prm15_wcost_re14_c2p1_tn | 0 | 0 | 14 | 1 | NoCut,Full | 1 | 0.42718
-31.75 | -70.25 | p_solar_Argentina_AR91 | Argentina | 0.31509 | -51.25 | -70.75 | p_wind_Argentina_AR87 | Argentina | 0.57661 | prm15_wcost_re15_c2p1_co2_cut90p_t1 | 1 | 1 | 15 | 1 | 90%Cut,Lim | 111 | 0.61051
-32.25 | -70.25 | p_solar_Argentina_AR92 | Argentina | 0.30891 | -51.75 | -70.75 | p_wind_Argentina_AR88 | Argentina | 0.57933 | prm15_wcost_re15_c2p1_co2_cut90p_tn | 1 | 0 | 15 | 1 | 90%Cut,Full | 101 | 0.63767
-34.75 | -70.25 | p_solar_Argentina_AR93 | Argentina | 0.29682 | -44.25 | -70.25 | p_wind_Argentina_AR112 | Argentina | 0.56063 | prm15_wcost_re15_c2p1_t1 | 0 | 1 | 15 | 1 | NoCut,Lim | 11 | 0.4931
-35.25 | -70.25 | p_solar_Argentina_AR94 | Argentina | 0.29557 | -44.75 | -70.25 | p_wind_Argentina_AR113 | Argentina | 0.55935 | prm15_wcost_re15_c2p1_tn | 0 | 0 | 15 | 1 | NoCut,Full | 1 | 0.517
-35.75 | -70.25 | p_solar_Argentina_AR95 | Argentina | 0.29286 | -45.25 | -70.25 | p_wind_Argentina_AR114 | Argentina | 0.55464 | prm15_wcost_re16_c2p1_co2_cut90p_t1 | 1 | 1 | 16 | 1 | 90%Cut,Lim | 111 | 0.63492
-36.25 | -70.25 | p_solar_Argentina_AR96 | Argentina | 0.28974 | -45.75 | -70.25 | p_wind_Argentina_AR115 | Argentina | 0.56867 | prm15_wcost_re16_c2p1_co2_cut90p_tn | 1 | 0 | 16 | 1 | 90%Cut,Full | 101 | 0.63219
-36.75 | -70.25 | p_solar_Argentina_AR97 | Argentina | 0.2831 | -46.25 | -70.25 | p_wind_Argentina_AR116 | Argentina | 0.5621 | prm15_wcost_re16_c2p1_t1 | 0 | 1 | 16 | 1 | NoCut,Lim | 11 | 0.65147
-37.25 | -70.25 | p_solar_Argentina_AR98 | Argentina | 0.27201 | -46.75 | -70.25 | p_wind_Argentina_AR117 | Argentina | 0.52604 | prm15_wcost_re16_c2p1_tn | 0 | 0 | 16 | 1 | NoCut,Full | 1 | 0.69139
-37.75 | -70.25 | p_solar_Argentina_AR99 | Argentina | 0.26311 | -47.25 | -70.25 | p_wind_Argentina_AR118 | Argentina | 0.53878 | prm15_wcost_re17_c2p1_co2_cut90p_t1 | 1 | 1 | 17 | 1 | 90%Cut,Lim | 111 | 0.61922
-38.25 | -70.25 | p_solar_Argentina_AR100 | Argentina | 0.25786 | -47.75 | -70.25 | p_wind_Argentina_AR119 | Argentina | 0.58277 | prm15_wcost_re17_c2p1_co2_cut90p_tn | 1 | 0 | 17 | 1 | 90%Cut,Full | 101 | 0.63857
-38.75 | -70.25 | p_solar_Argentina_AR101 | Argentina | 0.25411 | -48.25 | -70.25 | p_wind_Argentina_AR120 | Argentina | 0.60943 | prm15_wcost_re17_c2p1_t1 | 0 | 1 | 17 | 1 | NoCut,Lim | 11 | 0.52424
-39.25 | -70.25 | p_solar_Argentina_AR102 | Argentina | 0.25013 | -48.75 | -70.25 | p_wind_Argentina_AR121 | Argentina | 0.61271 | prm15_wcost_re17_c2p1_tn | 0 | 0 | 17 | 1 | NoCut,Full | 1 | 0.55126
-39.75 | -70.25 | p_solar_Argentina_AR103 | Argentina | 0.24367 | -49.25 | -70.25 | p_wind_Argentina_AR122 | Argentina | 0.58328 | prm15_wcost_re18_c2p1_co2_cut90p_t1 | 1 | 1 | 18 | 1 | 90%Cut,Lim | 111 | 0.58845
-40.25 | -70.25 | p_solar_Argentina_AR104 | Argentina | 0.23976 | -49.75 | -70.25 | p_wind_Argentina_AR123 | Argentina | 0.55647 | prm15_wcost_re18_c2p1_co2_cut90p_tn | 1 | 0 | 18 | 1 | 90%Cut,Full | 101 | 0.64154
-40.75 | -70.25 | p_solar_Argentina_AR105 | Argentina | 0.23746 | -50.25 | -70.25 | p_wind_Argentina_AR124 | Argentina | 0.55769 | prm15_wcost_re18_c2p1_t1 | 0 | 1 | 18 | 1 | NoCut,Lim | 11 | 0.33352
-41.25 | -70.25 | p_solar_Argentina_AR106 | Argentina | 0.23419 | -50.75 | -70.25 | p_wind_Argentina_AR125 | Argentina | 0.56816 | prm15_wcost_re18_c2p1_tn | 0 | 0 | 18 | 1 | NoCut,Full | 1 | 0.32179
-41.75 | -70.25 | p_solar_Argentina_AR107 | Argentina | 0.23345 | -51.25 | -70.25 | p_wind_Argentina_AR126 | Argentina | 0.56543 | prm15_wcost_re19_c2p1_co2_cut90p_t1 | 1 | 1 | 19 | 1 | 90%Cut,Lim | 111 | 0.6057
-29.25 | -69.75 | p_solar_Argentina_AR128 | Argentina | 0.33111 | -51.75 | -70.25 | p_wind_Argentina_AR127 | Argentina | 0.5641 | prm15_wcost_re19_c2p1_co2_cut90p_tn | 1 | 0 | 19 | 1 | 90%Cut,Full | 101 | 0.64276
-29.75 | -69.75 | p_solar_Argentina_AR129 | Argentina | 0.32855 | -40.75 | -69.75 | p_wind_Argentina_AR151 | Argentina | 0.42257 | prm15_wcost_re19_c2p1_t1 | 0 | 1 | 19 | 1 | NoCut,Lim | 11 | 0.32504
-30.25 | -69.75 | p_solar_Argentina_AR130 | Argentina | 0.32438 | -41.25 | -69.75 | p_wind_Argentina_AR152 | Argentina | 0.44941 | prm15_wcost_re19_c2p1_tn | 0 | 0 | 19 | 1 | NoCut,Full | 1 | 0.31289
-30.75 | -69.75 | p_solar_Argentina_AR131 | Argentina | 0.31985 | -43.75 | -69.75 | p_wind_Argentina_AR157 | Argentina | 0.55447 | prm15_wcost_re1_c2p1_co2_cut90p_t1 | 1 | 1 | 1 | 0 | 90%Cut,Lim | 110 | 0.57294
-31.25 | -69.75 | p_solar_Argentina_AR132 | Argentina | 0.31561 | -44.25 | -69.75 | p_wind_Argentina_AR158 | Argentina | 0.58383 | prm15_wcost_re1_c2p1_co2_cut90p_tn | 1 | 0 | 1 | 0 | 90%Cut,Full | 100 | 0.56122
-31.75 | -69.75 | p_solar_Argentina_AR133 | Argentina | 0.31347 | -44.75 | -69.75 | p_wind_Argentina_AR159 | Argentina | 0.57734 | prm15_wcost_re1_c2p1_t1 | 0 | 1 | 1 | 0 | NoCut,Lim | 10 | 0.42129
-32.25 | -69.75 | p_solar_Argentina_AR134 | Argentina | 0.31213 | -45.25 | -69.75 | p_wind_Argentina_AR160 | Argentina | 0.56261 | prm15_wcost_re1_c2p1_tn | 0 | 0 | 1 | 0 | NoCut,Full | 0 | 0.42762
-32.75 | -69.75 | p_solar_Argentina_AR135 | Argentina | 0.31096 | -45.75 | -69.75 | p_wind_Argentina_AR161 | Argentina | 0.56227 | prm15_wcost_re20_c2p1_co2_cut90p_t1 | 1 | 1 | 20 | 1 | 90%Cut,Lim | 111 | 0.65253
-33.25 | -69.75 | p_solar_Argentina_AR136 | Argentina | 0.30828 | -46.25 | -69.75 | p_wind_Argentina_AR162 | Argentina | 0.55587 | prm15_wcost_re20_c2p1_co2_cut90p_tn | 1 | 0 | 20 | 1 | 90%Cut,Full | 101 | 0.64736
-33.75 | -69.75 | p_solar_Argentina_AR137 | Argentina | 0.30554 | -46.75 | -69.75 | p_wind_Argentina_AR163 | Argentina | 0.52614 | prm15_wcost_re20_c2p1_t1 | 0 | 1 | 20 | 1 | NoCut,Lim | 11 | 0.85079
-34.25 | -69.75 | p_solar_Argentina_AR138 | Argentina | 0.3058 | -47.25 | -69.75 | p_wind_Argentina_AR164 | Argentina | 0.54824 | prm15_wcost_re20_c2p1_tn | 0 | 0 | 20 | 1 | NoCut,Full | 1 | 0.88831
-34.75 | -69.75 | p_solar_Argentina_AR139 | Argentina | 0.30116 | -47.75 | -69.75 | p_wind_Argentina_AR165 | Argentina | 0.6085 | prm15_wcost_re2_c2p1_co2_cut90p_t1 | 1 | 1 | 2 | 0 | 90%Cut,Lim | 110 | 0.58009
-35.25 | -69.75 | p_solar_Argentina_AR140 | Argentina | 0.29241 | -48.25 | -69.75 | p_wind_Argentina_AR166 | Argentina | 0.63288 | prm15_wcost_re2_c2p1_co2_cut90p_tn | 1 | 0 | 2 | 0 | 90%Cut,Full | 100 | 0.57913
-35.75 | -69.75 | p_solar_Argentina_AR141 | Argentina | 0.28748 | -48.75 | -69.75 | p_wind_Argentina_AR167 | Argentina | 0.62394 | prm15_wcost_re2_c2p1_t1 | 0 | 1 | 2 | 0 | NoCut,Lim | 10 | 0.276
-36.25 | -69.75 | p_solar_Argentina_AR142 | Argentina | 0.28359 | -49.25 | -69.75 | p_wind_Argentina_AR168 | Argentina | 0.58164 | prm15_wcost_re2_c2p1_tn | 0 | 0 | 2 | 0 | NoCut,Full | 0 | 0.3054
-36.75 | -69.75 | p_solar_Argentina_AR143 | Argentina | 0.27457 | -49.75 | -69.75 | p_wind_Argentina_AR169 | Argentina | 0.54806 | prm15_wcost_re3_c2p1_co2_cut90p_t1 | 1 | 1 | 3 | 0 | 90%Cut,Lim | 110 | 0.53357
-37.25 | -69.75 | p_solar_Argentina_AR144 | Argentina | 0.26339 | -50.25 | -69.75 | p_wind_Argentina_AR170 | Argentina | 0.55251 | prm15_wcost_re3_c2p1_co2_cut90p_tn | 1 | 0 | 3 | 0 | 90%Cut,Full | 100 | 0.57969
-37.75 | -69.75 | p_solar_Argentina_AR145 | Argentina | 0.25643 | -50.75 | -69.75 | p_wind_Argentina_AR171 | Argentina | 0.56745 | prm15_wcost_re3_c2p1_t1 | 0 | 1 | 3 | 0 | NoCut,Lim | 10 | 0.18507
-38.25 | -69.75 | p_solar_Argentina_AR146 | Argentina | 0.25219 | -51.25 | -69.75 | p_wind_Argentina_AR172 | Argentina | 0.55917 | prm15_wcost_re3_c2p1_tn | 0 | 0 | 3 | 0 | NoCut,Full | 0 | 0.16927
-38.75 | -69.75 | p_solar_Argentina_AR147 | Argentina | 0.24967 | -51.75 | -69.75 | p_wind_Argentina_AR173 | Argentina | 0.55533 | prm15_wcost_re4_c2p1_co2_cut90p_t1 | 1 | 1 | 4 | 0 | 90%Cut,Lim | 110 | 0.57714
-39.25 | -69.75 | p_solar_Argentina_AR148 | Argentina | 0.24602 | -39.75 | -69.25 | p_wind_Argentina_AR197 | Argentina | 0.40059 | prm15_wcost_re4_c2p1_co2_cut90p_tn | 1 | 0 | 4 | 0 | 90%Cut,Full | 100 | 0.58717
-39.75 | -69.75 | p_solar_Argentina_AR149 | Argentina | 0.24084 | -40.25 | -69.25 | p_wind_Argentina_AR198 | Argentina | 0.45423 | prm15_wcost_re4_c2p1_t1 | 0 | 1 | 4 | 0 | NoCut,Lim | 10 | 0.26209
-40.25 | -69.75 | p_solar_Argentina_AR150 | Argentina | 0.24009 | -40.75 | -69.25 | p_wind_Argentina_AR199 | Argentina | 0.48074 | prm15_wcost_re4_c2p1_tn | 0 | 0 | 4 | 0 | NoCut,Full | 0 | 0.26249
-40.75 | -69.75 | p_solar_Argentina_AR151 | Argentina | 0.23976 | -41.25 | -69.25 | p_wind_Argentina_AR200 | Argentina | 0.46997 | prm15_wcost_re5_c2p1_co2_cut90p_t1 | 1 | 1 | 5 | 0 | 90%Cut,Lim | 110 | 0.58188
-41.25 | -69.75 | p_solar_Argentina_AR152 | Argentina | 0.23579 | -43.25 | -69.25 | p_wind_Argentina_AR204 | Argentina | 0.52104 | prm15_wcost_re5_c2p1_co2_cut90p_tn | 1 | 0 | 5 | 0 | 90%Cut,Full | 100 | 0.58089
-41.75 | -69.75 | p_solar_Argentina_AR153 | Argentina | 0.23276 | -43.75 | -69.25 | p_wind_Argentina_AR205 | Argentina | 0.56431 | prm15_wcost_re5_c2p1_t1 | 0 | 1 | 5 | 0 | NoCut,Lim | 10 | 0.28439
-28.25 | -69.25 | p_solar_Argentina_AR174 | Argentina | 0.33661 | -44.25 | -69.25 | p_wind_Argentina_AR206 | Argentina | 0.58895 | prm15_wcost_re5_c2p1_tn | 0 | 0 | 5 | 0 | NoCut,Full | 0 | 0.31872
-28.75 | -69.25 | p_solar_Argentina_AR175 | Argentina | 0.33242 | -44.75 | -69.25 | p_wind_Argentina_AR207 | Argentina | 0.59856 | prm15_wcost_re6_c2p1_co2_cut90p_t1 | 1 | 1 | 6 | 0 | 90%Cut,Lim | 110 | 0.57637
-29.25 | -69.25 | p_solar_Argentina_AR176 | Argentina | 0.32463 | -45.25 | -69.25 | p_wind_Argentina_AR208 | Argentina | 0.57785 | prm15_wcost_re6_c2p1_co2_cut90p_tn | 1 | 0 | 6 | 0 | 90%Cut,Full | 100 | 0.5637
-29.75 | -69.25 | p_solar_Argentina_AR177 | Argentina | 0.31589 | -45.75 | -69.25 | p_wind_Argentina_AR209 | Argentina | 0.56206 | prm15_wcost_re6_c2p1_t1 | 0 | 1 | 6 | 0 | NoCut,Lim | 10 | 0.36883
-30.25 | -69.25 | p_solar_Argentina_AR178 | Argentina | 0.30598 | -46.25 | -69.25 | p_wind_Argentina_AR210 | Argentina | 0.54983 | prm15_wcost_re6_c2p1_tn | 0 | 0 | 6 | 0 | NoCut,Full | 0 | 0.39405
-30.75 | -69.25 | p_solar_Argentina_AR179 | Argentina | 0.29806 | -46.75 | -69.25 | p_wind_Argentina_AR211 | Argentina | 0.52692 | prm15_wcost_re7_c2p1_co2_cut90p_t1 | 1 | 1 | 7 | 0 | 90%Cut,Lim | 110 | 0.58435
-31.25 | -69.25 | p_solar_Argentina_AR180 | Argentina | 0.29311 | -47.25 | -69.25 | p_wind_Argentina_AR212 | Argentina | 0.56248 | prm15_wcost_re7_c2p1_co2_cut90p_tn | 1 | 0 | 7 | 0 | 90%Cut,Full | 100 | 0.57933
-31.75 | -69.25 | p_solar_Argentina_AR181 | Argentina | 0.29326 | -47.75 | -69.25 | p_wind_Argentina_AR213 | Argentina | 0.62574 | prm15_wcost_re7_c2p1_t1 | 0 | 1 | 7 | 0 | NoCut,Lim | 10 | 0.30387
-32.25 | -69.25 | p_solar_Argentina_AR182 | Argentina | 0.29478 | -48.25 | -69.25 | p_wind_Argentina_AR214 | Argentina | 0.64131 | prm15_wcost_re7_c2p1_tn | 0 | 0 | 7 | 0 | NoCut,Full | 0 | 0.33389
-32.75 | -69.25 | p_solar_Argentina_AR183 | Argentina | 0.29362 | -48.75 | -69.25 | p_wind_Argentina_AR215 | Argentina | 0.62561 | prm15_wcost_re8_c2p1_co2_cut90p_t1 | 1 | 1 | 8 | 0 | 90%Cut,Lim | 110 | 0.54722
-33.25 | -69.25 | p_solar_Argentina_AR184 | Argentina | 0.29093 | -49.25 | -69.25 | p_wind_Argentina_AR216 | Argentina | 0.58242 | prm15_wcost_re8_c2p1_co2_cut90p_tn | 1 | 0 | 8 | 0 | 90%Cut,Full | 100 | 0.58783
-33.75 | -69.25 | p_solar_Argentina_AR185 | Argentina | 0.29011 | -49.75 | -69.25 | p_wind_Argentina_AR217 | Argentina | 0.54668 | prm15_wcost_re8_c2p1_t1 | 0 | 1 | 8 | 0 | NoCut,Lim | 10 | 0.2287
-34.25 | -69.25 | p_solar_Argentina_AR186 | Argentina | 0.28939 | -50.25 | -69.25 | p_wind_Argentina_AR218 | Argentina | 0.54504 | prm15_wcost_re8_c2p1_tn | 0 | 0 | 8 | 0 | NoCut,Full | 0 | 0.21856
-34.75 | -69.25 | p_solar_Argentina_AR187 | Argentina | 0.28108 | -50.75 | -69.25 | p_wind_Argentina_AR219 | Argentina | 0.55902 | prm15_wcost_re9_c2p1_co2_cut90p_t1 | 1 | 1 | 9 | 0 | 90%Cut,Lim | 110 | 0.56186
-35.25 | -69.25 | p_solar_Argentina_AR188 | Argentina | 0.27341 | -51.25 | -69.25 | p_wind_Argentina_AR220 | Argentina | 0.55764 | prm15_wcost_re9_c2p1_co2_cut90p_tn | 1 | 0 | 9 | 0 | 90%Cut,Full | 100 | 0.59888
-35.75 | -69.25 | p_solar_Argentina_AR189 | Argentina | 0.27306 | -51.75 | -69.25 | p_wind_Argentina_AR221 | Argentina | 0.55507 | prm15_wcost_re9_c2p1_t1 | 0 | 1 | 9 | 0 | NoCut,Lim | 10 | 0.2262
-36.25 | -69.25 | p_solar_Argentina_AR190 | Argentina | 0.27071 | -39.25 | -68.75 | p_wind_Argentina_AR246 | Argentina | 0.38636 | prm15_wcost_re9_c2p1_tn | 0 | 0 | 9 | 0 | NoCut,Full | 0 | 0.22173
-36.75 | -69.25 | p_solar_Argentina_AR191 | Argentina | 0.2629 | -39.75 | -68.75 | p_wind_Argentina_AR247 | Argentina | 0.42518
-37.25 | -69.25 | p_solar_Argentina_AR192 | Argentina | 0.25527 | -40.25 | -68.75 | p_wind_Argentina_AR248 | Argentina | 0.47997
-37.75 | -69.25 | p_solar_Argentina_AR193 | Argentina | 0.25066 | -40.75 | -68.75 | p_wind_Argentina_AR249 | Argentina | 0.51129
-38.25 | -69.25 | p_solar_Argentina_AR194 | Argentina | 0.24627 | -41.25 | -68.75 | p_wind_Argentina_AR250 | Argentina | 0.47557
-38.75 | -69.25 | p_solar_Argentina_AR195 | Argentina | 0.24328 | -41.75 | -68.75 | p_wind_Argentina_AR251 | Argentina | 0.50928
-39.25 | -69.25 | p_solar_Argentina_AR196 | Argentina | 0.24113 | -42.75 | -68.75 | p_wind_Argentina_AR253 | Argentina | 0.54686
-39.75 | -69.25 | p_solar_Argentina_AR197 | Argentina | 0.24026 | -43.25 | -68.75 | p_wind_Argentina_AR254 | Argentina | 0.53528
-40.25 | -69.25 | p_solar_Argentina_AR198 | Argentina | 0.2428 | -43.75 | -68.75 | p_wind_Argentina_AR255 | Argentina | 0.52788
-40.75 | -69.25 | p_solar_Argentina_AR199 | Argentina | 0.24392 | -44.25 | -68.75 | p_wind_Argentina_AR256 | Argentina | 0.53762
-41.25 | -69.25 | p_solar_Argentina_AR200 | Argentina | 0.24125 | -44.75 | -68.75 | p_wind_Argentina_AR257 | Argentina | 0.55393
-41.75 | -69.25 | p_solar_Argentina_AR201 | Argentina | 0.23525 | -45.25 | -68.75 | p_wind_Argentina_AR258 | Argentina | 0.54773
-42.25 | -69.25 | p_solar_Argentina_AR202 | Argentina | 0.2303 | -45.75 | -68.75 | p_wind_Argentina_AR259 | Argentina | 0.55826
-42.75 | -69.25 | p_solar_Argentina_AR203 | Argentina | 0.22715 | -46.25 | -68.75 | p_wind_Argentina_AR260 | Argentina | 0.56168
-27.25 | -68.75 | p_solar_Argentina_AR222 | Argentina | 0.34444 | -46.75 | -68.75 | p_wind_Argentina_AR261 | Argentina | 0.53596
-27.75 | -68.75 | p_solar_Argentina_AR223 | Argentina | 0.34291 | -47.25 | -68.75 | p_wind_Argentina_AR262 | Argentina | 0.55385
-28.25 | -68.75 | p_solar_Argentina_AR224 | Argentina | 0.33287 | -47.75 | -68.75 | p_wind_Argentina_AR263 | Argentina | 0.60264
-28.75 | -68.75 | p_solar_Argentina_AR225 | Argentina | 0.31212 | -48.25 | -68.75 | p_wind_Argentina_AR264 | Argentina | 0.6153
-29.25 | -68.75 | p_solar_Argentina_AR226 | Argentina | 0.2942 | -48.75 | -68.75 | p_wind_Argentina_AR265 | Argentina | 0.59863
-29.75 | -68.75 | p_solar_Argentina_AR227 | Argentina | 0.28166 | -49.25 | -68.75 | p_wind_Argentina_AR266 | Argentina | 0.57344
-30.25 | -68.75 | p_solar_Argentina_AR228 | Argentina | 0.27378 | -49.75 | -68.75 | p_wind_Argentina_AR267 | Argentina | 0.54631
-30.75 | -68.75 | p_solar_Argentina_AR229 | Argentina | 0.27294 | -50.25 | -68.75 | p_wind_Argentina_AR268 | Argentina | 0.5357
-31.75 | -68.75 | p_solar_Argentina_AR231 | Argentina | 0.2705 | -52.25 | -68.75 | p_wind_Argentina_AR269 | Argentina | 0.57908
-32.25 | -68.75 | p_solar_Argentina_AR232 | Argentina | 0.26484 | -38.25 | -68.25 | p_wind_Argentina_AR297 | Argentina | 0.36532
-32.75 | -68.75 | p_solar_Argentina_AR233 | Argentina | 0.25824 | -38.75 | -68.25 | p_wind_Argentina_AR298 | Argentina | 0.37619
-33.25 | -68.75 | p_solar_Argentina_AR234 | Argentina | 0.25494 | -39.25 | -68.25 | p_wind_Argentina_AR299 | Argentina | 0.41086
-33.75 | -68.75 | p_solar_Argentina_AR235 | Argentina | 0.25729 | -39.75 | -68.25 | p_wind_Argentina_AR300 | Argentina | 0.45162
-34.25 | -68.75 | p_solar_Argentina_AR236 | Argentina | 0.26159 | -40.25 | -68.25 | p_wind_Argentina_AR301 | Argentina | 0.49506
-34.75 | -68.75 | p_solar_Argentina_AR237 | Argentina | 0.26365 | -40.75 | -68.25 | p_wind_Argentina_AR302 | Argentina | 0.51775
-35.25 | -68.75 | p_solar_Argentina_AR238 | Argentina | 0.26738 | -41.25 | -68.25 | p_wind_Argentina_AR303 | Argentina | 0.49863
-35.75 | -68.75 | p_solar_Argentina_AR239 | Argentina | 0.27126 | -42.75 | -68.25 | p_wind_Argentina_AR306 | Argentina | 0.58835
-36.25 | -68.75 | p_solar_Argentina_AR240 | Argentina | 0.26596 | -43.25 | -68.25 | p_wind_Argentina_AR307 | Argentina | 0.56121
-36.75 | -68.75 | p_solar_Argentina_AR241 | Argentina | 0.2559 | -43.75 | -68.25 | p_wind_Argentina_AR308 | Argentina | 0.52477
-37.25 | -68.75 | p_solar_Argentina_AR242 | Argentina | 0.25065 | -44.25 | -68.25 | p_wind_Argentina_AR309 | Argentina | 0.52642
-37.75 | -68.75 | p_solar_Argentina_AR243 | Argentina | 0.24617 | -44.75 | -68.25 | p_wind_Argentina_AR310 | Argentina | 0.54778
-38.25 | -68.75 | p_solar_Argentina_AR244 | Argentina | 0.24215 | -45.75 | -68.25 | p_wind_Argentina_AR312 | Argentina | 0.57765
-38.75 | -68.75 | p_solar_Argentina_AR245 | Argentina | 0.24068 | -46.25 | -68.25 | p_wind_Argentina_AR313 | Argentina | 0.56832
-39.25 | -68.75 | p_solar_Argentina_AR246 | Argentina | 0.2405 | -46.75 | -68.25 | p_wind_Argentina_AR314 | Argentina | 0.53495
-39.75 | -68.75 | p_solar_Argentina_AR247 | Argentina | 0.2428 | -47.25 | -68.25 | p_wind_Argentina_AR315 | Argentina | 0.53084
-40.25 | -68.75 | p_solar_Argentina_AR248 | Argentina | 0.24583 | -47.75 | -68.25 | p_wind_Argentina_AR316 | Argentina | 0.55173
-40.75 | -68.75 | p_solar_Argentina_AR249 | Argentina | 0.24274 | -48.25 | -68.25 | p_wind_Argentina_AR317 | Argentina | 0.56514
-41.25 | -68.75 | p_solar_Argentina_AR250 | Argentina | 0.23828 | -48.75 | -68.25 | p_wind_Argentina_AR318 | Argentina | 0.57354
-41.75 | -68.75 | p_solar_Argentina_AR251 | Argentina | 0.23642 | -49.25 | -68.25 | p_wind_Argentina_AR319 | Argentina | 0.56743
-42.25 | -68.75 | p_solar_Argentina_AR252 | Argentina | 0.23233 | -49.75 | -68.25 | p_wind_Argentina_AR320 | Argentina | 0.54865
-42.75 | -68.75 | p_solar_Argentina_AR253 | Argentina | 0.22892 | -53.75 | -68.25 | p_wind_Argentina_AR321 | Argentina | 0.5595
-43.25 | -68.75 | p_solar_Argentina_AR254 | Argentina | 0.22735 | -54.75 | -68.25 | p_wind_Argentina_AR323 | Argentina | 0.493
-43.75 | -68.75 | p_solar_Argentina_AR255 | Argentina | 0.22535 | -37.75 | -67.75 | p_wind_Argentina_AR351 | Argentina | 0.3654
-44.25 | -68.75 | p_solar_Argentina_AR256 | Argentina | 0.2217 | -38.25 | -67.75 | p_wind_Argentina_AR352 | Argentina | 0.37441
-24.75 | -68.25 | p_solar_Argentina_AR270 | Argentina | 0.3353 | -38.75 | -67.75 | p_wind_Argentina_AR353 | Argentina | 0.38414
-25.25 | -68.25 | p_solar_Argentina_AR271 | Argentina | 0.33711 | -39.25 | -67.75 | p_wind_Argentina_AR354 | Argentina | 0.40289
-25.75 | -68.25 | p_solar_Argentina_AR272 | Argentina | 0.33779 | -39.75 | -67.75 | p_wind_Argentina_AR355 | Argentina | 0.43083
-26.25 | -68.25 | p_solar_Argentina_AR273 | Argentina | 0.33907 | -40.25 | -67.75 | p_wind_Argentina_AR356 | Argentina | 0.46836
-26.75 | -68.25 | p_solar_Argentina_AR274 | Argentina | 0.33951 | -40.75 | -67.75 | p_wind_Argentina_AR357 | Argentina | 0.49607
-27.25 | -68.25 | p_solar_Argentina_AR275 | Argentina | 0.33442 | -41.25 | -67.75 | p_wind_Argentina_AR358 | Argentina | 0.51096
-27.75 | -68.25 | p_solar_Argentina_AR276 | Argentina | 0.32292 | -42.25 | -67.75 | p_wind_Argentina_AR360 | Argentina | 0.58351
-28.25 | -68.25 | p_solar_Argentina_AR277 | Argentina | 0.30627 | -42.75 | -67.75 | p_wind_Argentina_AR361 | Argentina | 0.57576
-28.75 | -68.25 | p_solar_Argentina_AR278 | Argentina | 0.29056 | -43.25 | -67.75 | p_wind_Argentina_AR362 | Argentina | 0.54412
-29.25 | -68.25 | p_solar_Argentina_AR279 | Argentina | 0.28054 | -43.75 | -67.75 | p_wind_Argentina_AR363 | Argentina | 0.51385
-29.75 | -68.25 | p_solar_Argentina_AR280 | Argentina | 0.2741 | -44.25 | -67.75 | p_wind_Argentina_AR364 | Argentina | 0.51591
-30.25 | -68.25 | p_solar_Argentina_AR281 | Argentina | 0.26784 | -44.75 | -67.75 | p_wind_Argentina_AR365 | Argentina | 0.5439
-30.75 | -68.25 | p_solar_Argentina_AR282 | Argentina | 0.26337 | -45.25 | -67.75 | p_wind_Argentina_AR366 | Argentina | 0.57533
-31.25 | -68.25 | p_solar_Argentina_AR283 | Argentina | 0.26301 | -45.75 | -67.75 | p_wind_Argentina_AR367 | Argentina | 0.58621
-31.75 | -68.25 | p_solar_Argentina_AR284 | Argentina | 0.26107 | -46.25 | -67.75 | p_wind_Argentina_AR368 | Argentina | 0.56254
-32.25 | -68.25 | p_solar_Argentina_AR285 | Argentina | 0.25816 | -46.75 | -67.75 | p_wind_Argentina_AR369 | Argentina | 0.53083
-32.75 | -68.25 | p_solar_Argentina_AR286 | Argentina | 0.25674 | -47.25 | -67.75 | p_wind_Argentina_AR370 | Argentina | 0.52225
-33.25 | -68.25 | p_solar_Argentina_AR287 | Argentina | 0.25607 | -47.75 | -67.75 | p_wind_Argentina_AR371 | Argentina | 0.53208
-33.75 | -68.25 | p_solar_Argentina_AR288 | Argentina | 0.25539 | -48.25 | -67.75 | p_wind_Argentina_AR372 | Argentina | 0.54634
-34.25 | -68.25 | p_solar_Argentina_AR289 | Argentina | 0.25359 | -48.75 | -67.75 | p_wind_Argentina_AR373 | Argentina | 0.55815
-34.75 | -68.25 | p_solar_Argentina_AR290 | Argentina | 0.2527 | -49.25 | -67.75 | p_wind_Argentina_AR374 | Argentina | 0.55727
-35.25 | -68.25 | p_solar_Argentina_AR291 | Argentina | 0.25579 | -49.75 | -67.75 | p_wind_Argentina_AR375 | Argentina | 0.5499
-35.75 | -68.25 | p_solar_Argentina_AR292 | Argentina | 0.25649 | -53.75 | -67.75 | p_wind_Argentina_AR376 | Argentina | 0.56786
-36.25 | -68.25 | p_solar_Argentina_AR293 | Argentina | 0.25134 | -54.75 | -67.75 | p_wind_Argentina_AR378 | Argentina | 0.51864
-36.75 | -68.25 | p_solar_Argentina_AR294 | Argentina | 0.24746 | -35.25 | -67.25 | p_wind_Argentina_AR402 | Argentina | 0.32536
-37.25 | -68.25 | p_solar_Argentina_AR295 | Argentina | 0.24553 | -35.75 | -67.25 | p_wind_Argentina_AR403 | Argentina | 0.33481
-37.75 | -68.25 | p_solar_Argentina_AR296 | Argentina | 0.24313 | -36.25 | -67.25 | p_wind_Argentina_AR404 | Argentina | 0.34467
-38.25 | -68.25 | p_solar_Argentina_AR297 | Argentina | 0.24056 | -36.75 | -67.25 | p_wind_Argentina_AR405 | Argentina | 0.35093
-38.75 | -68.25 | p_solar_Argentina_AR298 | Argentina | 0.23954 | -37.25 | -67.25 | p_wind_Argentina_AR406 | Argentina | 0.35562
-39.25 | -68.25 | p_solar_Argentina_AR299 | Argentina | 0.24052 | -37.75 | -67.25 | p_wind_Argentina_AR407 | Argentina | 0.36482
-39.75 | -68.25 | p_solar_Argentina_AR300 | Argentina | 0.24285 | -38.25 | -67.25 | p_wind_Argentina_AR408 | Argentina | 0.37847
-40.25 | -68.25 | p_solar_Argentina_AR301 | Argentina | 0.24448 | -38.75 | -67.25 | p_wind_Argentina_AR409 | Argentina | 0.38852
-40.75 | -68.25 | p_solar_Argentina_AR302 | Argentina | 0.24247 | -39.25 | -67.25 | p_wind_Argentina_AR410 | Argentina | 0.39185
-41.25 | -68.25 | p_solar_Argentina_AR303 | Argentina | 0.23917 | -39.75 | -67.25 | p_wind_Argentina_AR411 | Argentina | 0.40024
-41.75 | -68.25 | p_solar_Argentina_AR304 | Argentina | 0.23788 | -40.25 | -67.25 | p_wind_Argentina_AR412 | Argentina | 0.42906
-42.25 | -68.25 | p_solar_Argentina_AR305 | Argentina | 0.23608 | -40.75 | -67.25 | p_wind_Argentina_AR413 | Argentina | 0.46842
-42.75 | -68.25 | p_solar_Argentina_AR306 | Argentina | 0.23166 | -41.25 | -67.25 | p_wind_Argentina_AR414 | Argentina | 0.52407
-43.25 | -68.25 | p_solar_Argentina_AR307 | Argentina | 0.22683 | -41.75 | -67.25 | p_wind_Argentina_AR415 | Argentina | 0.56111
-43.75 | -68.25 | p_solar_Argentina_AR308 | Argentina | 0.22423 | -42.25 | -67.25 | p_wind_Argentina_AR416 | Argentina | 0.5601
-44.25 | -68.25 | p_solar_Argentina_AR309 | Argentina | 0.22234 | -43.25 | -67.25 | p_wind_Argentina_AR418 | Argentina | 0.51134
-44.75 | -68.25 | p_solar_Argentina_AR310 | Argentina | 0.22029 | -43.75 | -67.25 | p_wind_Argentina_AR419 | Argentina | 0.50654
-45.25 | -68.25 | p_solar_Argentina_AR311 | Argentina | 0.21884 | -44.25 | -67.25 | p_wind_Argentina_AR420 | Argentina | 0.51387
-45.75 | -68.25 | p_solar_Argentina_AR312 | Argentina | 0.21705 | -44.75 | -67.25 | p_wind_Argentina_AR421 | Argentina | 0.54177
-46.25 | -68.25 | p_solar_Argentina_AR313 | Argentina | 0.21376 | -45.25 | -67.25 | p_wind_Argentina_AR422 | Argentina | 0.56783
-24.25 | -67.75 | p_solar_Argentina_AR324 | Argentina | 0.3329 | -46.75 | -67.25 | p_wind_Argentina_AR423 | Argentina | 0.52742
-24.75 | -67.75 | p_solar_Argentina_AR325 | Argentina | 0.33388 | -47.25 | -67.25 | p_wind_Argentina_AR424 | Argentina | 0.52565
-25.25 | -67.75 | p_solar_Argentina_AR326 | Argentina | 0.3347 | -47.75 | -67.25 | p_wind_Argentina_AR425 | Argentina | 0.53196
-25.75 | -67.75 | p_solar_Argentina_AR327 | Argentina | 0.33507 | -48.25 | -67.25 | p_wind_Argentina_AR426 | Argentina | 0.54523
-26.25 | -67.75 | p_solar_Argentina_AR328 | Argentina | 0.33402 | -48.75 | -67.25 | p_wind_Argentina_AR427 | Argentina | 0.55034
-26.75 | -67.75 | p_solar_Argentina_AR329 | Argentina | 0.32952 | -54.25 | -67.25 | p_wind_Argentina_AR428 | Argentina | 0.53892
-27.25 | -67.75 | p_solar_Argentina_AR330 | Argentina | 0.31635 | -54.75 | -67.25 | p_wind_Argentina_AR429 | Argentina | 0.5408
-27.75 | -67.75 | p_solar_Argentina_AR331 | Argentina | 0.29669 | -34.75 | -66.75 | p_wind_Argentina_AR454 | Argentina | 0.34637
-28.25 | -67.75 | p_solar_Argentina_AR332 | Argentina | 0.28392 | -35.25 | -66.75 | p_wind_Argentina_AR455 | Argentina | 0.34566
-28.75 | -67.75 | p_solar_Argentina_AR333 | Argentina | 0.28312 | -35.75 | -66.75 | p_wind_Argentina_AR456 | Argentina | 0.35193
-30.25 | -67.75 | p_solar_Argentina_AR336 | Argentina | 0.26509 | -36.25 | -66.75 | p_wind_Argentina_AR457 | Argentina | 0.35524
-30.75 | -67.75 | p_solar_Argentina_AR337 | Argentina | 0.26198 | -36.75 | -66.75 | p_wind_Argentina_AR458 | Argentina | 0.35277
-31.25 | -67.75 | p_solar_Argentina_AR338 | Argentina | 0.25984 | -37.25 | -66.75 | p_wind_Argentina_AR459 | Argentina | 0.35732
-31.75 | -67.75 | p_solar_Argentina_AR339 | Argentina | 0.25684 | -37.75 | -66.75 | p_wind_Argentina_AR460 | Argentina | 0.37218
-32.25 | -67.75 | p_solar_Argentina_AR340 | Argentina | 0.25476 | -38.25 | -66.75 | p_wind_Argentina_AR461 | Argentina | 0.38706
-32.75 | -67.75 | p_solar_Argentina_AR341 | Argentina | 0.25294 | -38.75 | -66.75 | p_wind_Argentina_AR462 | Argentina | 0.39584
-33.25 | -67.75 | p_solar_Argentina_AR342 | Argentina | 0.25121 | -39.25 | -66.75 | p_wind_Argentina_AR463 | Argentina | 0.39386
-33.75 | -67.75 | p_solar_Argentina_AR343 | Argentina | 0.25007 | -39.75 | -66.75 | p_wind_Argentina_AR464 | Argentina | 0.38675
-34.25 | -67.75 | p_solar_Argentina_AR344 | Argentina | 0.24872 | -40.25 | -66.75 | p_wind_Argentina_AR465 | Argentina | 0.3986
-34.75 | -67.75 | p_solar_Argentina_AR345 | Argentina | 0.24737 | -40.75 | -66.75 | p_wind_Argentina_AR466 | Argentina | 0.44431
-35.25 | -67.75 | p_solar_Argentina_AR346 | Argentina | 0.24755 | -41.25 | -66.75 | p_wind_Argentina_AR467 | Argentina | 0.53113
-35.75 | -67.75 | p_solar_Argentina_AR347 | Argentina | 0.24668 | -41.75 | -66.75 | p_wind_Argentina_AR468 | Argentina | 0.56063
-36.25 | -67.75 | p_solar_Argentina_AR348 | Argentina | 0.24366 | -42.25 | -66.75 | p_wind_Argentina_AR469 | Argentina | 0.5297
-36.75 | -67.75 | p_solar_Argentina_AR349 | Argentina | 0.24183 | -42.75 | -66.75 | p_wind_Argentina_AR470 | Argentina | 0.49928
-37.25 | -67.75 | p_solar_Argentina_AR350 | Argentina | 0.24095 | -43.25 | -66.75 | p_wind_Argentina_AR471 | Argentina | 0.48709
-37.75 | -67.75 | p_solar_Argentina_AR351 | Argentina | 0.23982 | -43.75 | -66.75 | p_wind_Argentina_AR472 | Argentina | 0.50687
-38.25 | -67.75 | p_solar_Argentina_AR352 | Argentina | 0.23842 | -44.25 | -66.75 | p_wind_Argentina_AR473 | Argentina | 0.52336
-38.75 | -67.75 | p_solar_Argentina_AR353 | Argentina | 0.23793 | -44.75 | -66.75 | p_wind_Argentina_AR474 | Argentina | 0.54379
-39.25 | -67.75 | p_solar_Argentina_AR354 | Argentina | 0.23807 | -47.25 | -66.75 | p_wind_Argentina_AR475 | Argentina | 0.53442
-39.75 | -67.75 | p_solar_Argentina_AR355 | Argentina | 0.23905 | -47.75 | -66.75 | p_wind_Argentina_AR476 | Argentina | 0.54022
-40.25 | -67.75 | p_solar_Argentina_AR356 | Argentina | 0.23988 | -48.25 | -66.75 | p_wind_Argentina_AR477 | Argentina | 0.54952
-40.75 | -67.75 | p_solar_Argentina_AR357 | Argentina | 0.2401 | -54.75 | -66.75 | p_wind_Argentina_AR478 | Argentina | 0.55773
-41.25 | -67.75 | p_solar_Argentina_AR358 | Argentina | 0.23948 | -34.75 | -66.25 | p_wind_Argentina_AR504 | Argentina | 0.34877
-41.75 | -67.75 | p_solar_Argentina_AR359 | Argentina | 0.23845 | -35.25 | -66.25 | p_wind_Argentina_AR505 | Argentina | 0.35444
-42.25 | -67.75 | p_solar_Argentina_AR360 | Argentina | 0.23599 | -35.75 | -66.25 | p_wind_Argentina_AR506 | Argentina | 0.36538
-42.75 | -67.75 | p_solar_Argentina_AR361 | Argentina | 0.23001 | -36.25 | -66.25 | p_wind_Argentina_AR507 | Argentina | 0.36794
-43.25 | -67.75 | p_solar_Argentina_AR362 | Argentina | 0.22551 | -36.75 | -66.25 | p_wind_Argentina_AR508 | Argentina | 0.36524
-43.75 | -67.75 | p_solar_Argentina_AR363 | Argentina | 0.22397 | -37.25 | -66.25 | p_wind_Argentina_AR509 | Argentina | 0.36975
-44.25 | -67.75 | p_solar_Argentina_AR364 | Argentina | 0.22274 | -37.75 | -66.25 | p_wind_Argentina_AR510 | Argentina | 0.38111
-44.75 | -67.75 | p_solar_Argentina_AR365 | Argentina | 0.22004 | -38.25 | -66.25 | p_wind_Argentina_AR511 | Argentina | 0.39119
-45.25 | -67.75 | p_solar_Argentina_AR366 | Argentina | 0.2182 | -38.75 | -66.25 | p_wind_Argentina_AR512 | Argentina | 0.40109
-45.75 | -67.75 | p_solar_Argentina_AR367 | Argentina | 0.21745 | -39.25 | -66.25 | p_wind_Argentina_AR513 | Argentina | 0.41039
-46.25 | -67.75 | p_solar_Argentina_AR368 | Argentina | 0.21434 | -39.75 | -66.25 | p_wind_Argentina_AR514 | Argentina | 0.40606
-46.75 | -67.75 | p_solar_Argentina_AR369 | Argentina | 0.21022 | -40.25 | -66.25 | p_wind_Argentina_AR515 | Argentina | 0.39546
-23.75 | -67.25 | p_solar_Argentina_AR379 | Argentina | 0.33382 | -40.75 | -66.25 | p_wind_Argentina_AR516 | Argentina | 0.42321
-24.25 | -67.25 | p_solar_Argentina_AR380 | Argentina | 0.33441 | -41.25 | -66.25 | p_wind_Argentina_AR517 | Argentina | 0.51083
-24.75 | -67.25 | p_solar_Argentina_AR381 | Argentina | 0.33365 | -41.75 | -66.25 | p_wind_Argentina_AR518 | Argentina | 0.55156
-25.25 | -67.25 | p_solar_Argentina_AR382 | Argentina | 0.33326 | -42.25 | -66.25 | p_wind_Argentina_AR519 | Argentina | 0.53629
-25.75 | -67.25 | p_solar_Argentina_AR383 | Argentina | 0.33246 | -42.75 | -66.25 | p_wind_Argentina_AR520 | Argentina | 0.51057
-26.25 | -67.25 | p_solar_Argentina_AR384 | Argentina | 0.32935 | -43.25 | -66.25 | p_wind_Argentina_AR521 | Argentina | 0.49075
-26.75 | -67.25 | p_solar_Argentina_AR385 | Argentina | 0.31875 | -43.75 | -66.25 | p_wind_Argentina_AR522 | Argentina | 0.51057
-27.25 | -67.25 | p_solar_Argentina_AR386 | Argentina | 0.29871 | -44.25 | -66.25 | p_wind_Argentina_AR523 | Argentina | 0.54314
-27.75 | -67.25 | p_solar_Argentina_AR387 | Argentina | 0.27681 | -44.75 | -66.25 | p_wind_Argentina_AR524 | Argentina | 0.55608
-28.25 | -67.25 | p_solar_Argentina_AR388 | Argentina | 0.26785 | -47.25 | -66.25 | p_wind_Argentina_AR525 | Argentina | 0.53844
-30.75 | -67.25 | p_solar_Argentina_AR393 | Argentina | 0.25939 | -47.75 | -66.25 | p_wind_Argentina_AR526 | Argentina | 0.54896
-31.25 | -67.25 | p_solar_Argentina_AR394 | Argentina | 0.25749 | -54.75 | -66.25 | p_wind_Argentina_AR527 | Argentina | 0.56976
-31.75 | -67.25 | p_solar_Argentina_AR395 | Argentina | 0.25394 | -34.75 | -65.75 | p_wind_Argentina_AR553 | Argentina | 0.30803
-32.25 | -67.25 | p_solar_Argentina_AR396 | Argentina | 0.25235 | -35.25 | -65.75 | p_wind_Argentina_AR554 | Argentina | 0.30919
-32.75 | -67.25 | p_solar_Argentina_AR397 | Argentina | 0.25042 | -35.75 | -65.75 | p_wind_Argentina_AR555 | Argentina | 0.31704
-33.25 | -67.25 | p_solar_Argentina_AR398 | Argentina | 0.24758 | -36.25 | -65.75 | p_wind_Argentina_AR556 | Argentina | 0.32098
-33.75 | -67.25 | p_solar_Argentina_AR399 | Argentina | 0.24572 | -36.75 | -65.75 | p_wind_Argentina_AR557 | Argentina | 0.33342
-34.25 | -67.25 | p_solar_Argentina_AR400 | Argentina | 0.24533 | -37.25 | -65.75 | p_wind_Argentina_AR558 | Argentina | 0.36105
-34.75 | -67.25 | p_solar_Argentina_AR401 | Argentina | 0.24423 | -37.75 | -65.75 | p_wind_Argentina_AR559 | Argentina | 0.38229
-35.25 | -67.25 | p_solar_Argentina_AR402 | Argentina | 0.24264 | -38.25 | -65.75 | p_wind_Argentina_AR560 | Argentina | 0.3961
-35.75 | -67.25 | p_solar_Argentina_AR403 | Argentina | 0.24121 | -38.75 | -65.75 | p_wind_Argentina_AR561 | Argentina | 0.40532
-36.25 | -67.25 | p_solar_Argentina_AR404 | Argentina | 0.23938 | -39.25 | -65.75 | p_wind_Argentina_AR562 | Argentina | 0.40873
-36.75 | -67.25 | p_solar_Argentina_AR405 | Argentina | 0.23811 | -39.75 | -65.75 | p_wind_Argentina_AR563 | Argentina | 0.40987
-37.25 | -67.25 | p_solar_Argentina_AR406 | Argentina | 0.23755 | -40.25 | -65.75 | p_wind_Argentina_AR564 | Argentina | 0.40121
-37.75 | -67.25 | p_solar_Argentina_AR407 | Argentina | 0.23706 | -40.75 | -65.75 | p_wind_Argentina_AR565 | Argentina | 0.41723
-38.25 | -67.25 | p_solar_Argentina_AR408 | Argentina | 0.23609 | -41.25 | -65.75 | p_wind_Argentina_AR566 | Argentina | 0.48192
-38.75 | -67.25 | p_solar_Argentina_AR409 | Argentina | 0.23546 | -41.75 | -65.75 | p_wind_Argentina_AR567 | Argentina | 0.52638
-39.25 | -67.25 | p_solar_Argentina_AR410 | Argentina | 0.23546 | -42.25 | -65.75 | p_wind_Argentina_AR568 | Argentina | 0.53042
-39.75 | -67.25 | p_solar_Argentina_AR411 | Argentina | 0.23538 | -42.75 | -65.75 | p_wind_Argentina_AR569 | Argentina | 0.51293
-40.25 | -67.25 | p_solar_Argentina_AR412 | Argentina | 0.23538 | -43.25 | -65.75 | p_wind_Argentina_AR570 | Argentina | 0.4962
-40.75 | -67.25 | p_solar_Argentina_AR413 | Argentina | 0.23717 | -43.75 | -65.75 | p_wind_Argentina_AR571 | Argentina | 0.51442
-41.25 | -67.25 | p_solar_Argentina_AR414 | Argentina | 0.23916 | -44.25 | -65.75 | p_wind_Argentina_AR572 | Argentina | 0.54387
-41.75 | -67.25 | p_solar_Argentina_AR415 | Argentina | 0.2379 | -44.75 | -65.75 | p_wind_Argentina_AR573 | Argentina | 0.5535
-42.25 | -67.25 | p_solar_Argentina_AR416 | Argentina | 0.23322 | -47.25 | -65.75 | p_wind_Argentina_AR574 | Argentina | 0.53899
-42.75 | -67.25 | p_solar_Argentina_AR417 | Argentina | 0.22739 | -54.75 | -65.75 | p_wind_Argentina_AR575 | Argentina | 0.58895
-43.25 | -67.25 | p_solar_Argentina_AR418 | Argentina | 0.2249 | -34.25 | -65.25 | p_wind_Argentina_AR600 | Argentina | 0.25784
-43.75 | -67.25 | p_solar_Argentina_AR419 | Argentina | 0.22435 | -34.75 | -65.25 | p_wind_Argentina_AR601 | Argentina | 0.26195
-44.25 | -67.25 | p_solar_Argentina_AR420 | Argentina | 0.22296 | -35.25 | -65.25 | p_wind_Argentina_AR602 | Argentina | 0.26801
-44.75 | -67.25 | p_solar_Argentina_AR421 | Argentina | 0.21936 | -35.75 | -65.25 | p_wind_Argentina_AR603 | Argentina | 0.27526
-45.25 | -67.25 | p_solar_Argentina_AR422 | Argentina | 0.21751 | -36.25 | -65.25 | p_wind_Argentina_AR604 | Argentina | 0.28646
-46.75 | -67.25 | p_solar_Argentina_AR423 | Argentina | 0.21155 | -36.75 | -65.25 | p_wind_Argentina_AR605 | Argentina | 0.31208
-47.25 | -67.25 | p_solar_Argentina_AR424 | Argentina | 0.20826 | -37.25 | -65.25 | p_wind_Argentina_AR606 | Argentina | 0.35673
-22.75 | -66.75 | p_solar_Argentina_AR430 | Argentina | 0.322 | -37.75 | -65.25 | p_wind_Argentina_AR607 | Argentina | 0.39051
-23.25 | -66.75 | p_solar_Argentina_AR431 | Argentina | 0.32605 | -38.25 | -65.25 | p_wind_Argentina_AR608 | Argentina | 0.40478
-23.75 | -66.75 | p_solar_Argentina_AR432 | Argentina | 0.32875 | -38.75 | -65.25 | p_wind_Argentina_AR609 | Argentina | 0.41154
-24.75 | -66.75 | p_solar_Argentina_AR434 | Argentina | 0.33171 | -39.25 | -65.25 | p_wind_Argentina_AR610 | Argentina | 0.41444
-25.25 | -66.75 | p_solar_Argentina_AR435 | Argentina | 0.32702 | -39.75 | -65.25 | p_wind_Argentina_AR611 | Argentina | 0.41857
-25.75 | -66.75 | p_solar_Argentina_AR436 | Argentina | 0.3241 | -41.25 | -65.25 | p_wind_Argentina_AR614 | Argentina | 0.46348
-26.25 | -66.75 | p_solar_Argentina_AR437 | Argentina | 0.3216 | -41.75 | -65.25 | p_wind_Argentina_AR615 | Argentina | 0.50182
-26.75 | -66.75 | p_solar_Argentina_AR438 | Argentina | 0.3086 | -42.25 | -65.25 | p_wind_Argentina_AR616 | Argentina | 0.51582
-27.25 | -66.75 | p_solar_Argentina_AR439 | Argentina | 0.28759 | -42.75 | -65.25 | p_wind_Argentina_AR617 | Argentina | 0.51067
-27.75 | -66.75 | p_solar_Argentina_AR440 | Argentina | 0.26829 | -43.25 | -65.25 | p_wind_Argentina_AR618 | Argentina | 0.49882
-31.25 | -66.75 | p_solar_Argentina_AR447 | Argentina | 0.25316 | -54.75 | -65.25 | p_wind_Argentina_AR619 | Argentina | 0.60624
-31.75 | -66.75 | p_solar_Argentina_AR448 | Argentina | 0.25075 | -33.75 | -64.75 | p_wind_Argentina_AR643 | Argentina | 0.24502
-32.25 | -66.75 | p_solar_Argentina_AR449 | Argentina | 0.2506 | -34.25 | -64.75 | p_wind_Argentina_AR644 | Argentina | 0.23331
-32.75 | -66.75 | p_solar_Argentina_AR450 | Argentina | 0.25115 | -34.75 | -64.75 | p_wind_Argentina_AR645 | Argentina | 0.23533
-33.25 | -66.75 | p_solar_Argentina_AR451 | Argentina | 0.24805 | -35.25 | -64.75 | p_wind_Argentina_AR646 | Argentina | 0.24714
-33.75 | -66.75 | p_solar_Argentina_AR452 | Argentina | 0.24397 | -35.75 | -64.75 | p_wind_Argentina_AR647 | Argentina | 0.25156
-34.25 | -66.75 | p_solar_Argentina_AR453 | Argentina | 0.24273 | -36.25 | -64.75 | p_wind_Argentina_AR648 | Argentina | 0.26811
-34.75 | -66.75 | p_solar_Argentina_AR454 | Argentina | 0.2419 | -36.75 | -64.75 | p_wind_Argentina_AR649 | Argentina | 0.30269
-35.25 | -66.75 | p_solar_Argentina_AR455 | Argentina | 0.24052 | -37.25 | -64.75 | p_wind_Argentina_AR650 | Argentina | 0.34482
-35.75 | -66.75 | p_solar_Argentina_AR456 | Argentina | 0.23885 | -37.75 | -64.75 | p_wind_Argentina_AR651 | Argentina | 0.38779
-36.25 | -66.75 | p_solar_Argentina_AR457 | Argentina | 0.237 | -38.25 | -64.75 | p_wind_Argentina_AR652 | Argentina | 0.40611
-36.75 | -66.75 | p_solar_Argentina_AR458 | Argentina | 0.2359 | -38.75 | -64.75 | p_wind_Argentina_AR653 | Argentina | 0.41207
-37.25 | -66.75 | p_solar_Argentina_AR459 | Argentina | 0.23545 | -39.25 | -64.75 | p_wind_Argentina_AR654 | Argentina | 0.41914
-37.75 | -66.75 | p_solar_Argentina_AR460 | Argentina | 0.23504 | -39.75 | -64.75 | p_wind_Argentina_AR655 | Argentina | 0.42667
-38.25 | -66.75 | p_solar_Argentina_AR461 | Argentina | 0.23399 | -42.25 | -64.75 | p_wind_Argentina_AR658 | Argentina | 0.50561
-38.75 | -66.75 | p_solar_Argentina_AR462 | Argentina | 0.23311 | -33.25 | -64.25 | p_wind_Argentina_AR680 | Argentina | 0.26044
-39.25 | -66.75 | p_solar_Argentina_AR463 | Argentina | 0.23354 | -33.75 | -64.25 | p_wind_Argentina_AR681 | Argentina | 0.2464
-39.75 | -66.75 | p_solar_Argentina_AR464 | Argentina | 0.23341 | -34.25 | -64.25 | p_wind_Argentina_AR682 | Argentina | 0.24016
-40.25 | -66.75 | p_solar_Argentina_AR465 | Argentina | 0.23255 | -34.75 | -64.25 | p_wind_Argentina_AR683 | Argentina | 0.23815
-40.75 | -66.75 | p_solar_Argentina_AR466 | Argentina | 0.23447 | -35.25 | -64.25 | p_wind_Argentina_AR684 | Argentina | 0.25061
-41.25 | -66.75 | p_solar_Argentina_AR467 | Argentina | 0.23777 | -35.75 | -64.25 | p_wind_Argentina_AR685 | Argentina | 0.2525
-41.75 | -66.75 | p_solar_Argentina_AR468 | Argentina | 0.23632 | -36.25 | -64.25 | p_wind_Argentina_AR686 | Argentina | 0.27051
-42.25 | -66.75 | p_solar_Argentina_AR469 | Argentina | 0.23005 | -36.75 | -64.25 | p_wind_Argentina_AR687 | Argentina | 0.30538
-42.75 | -66.75 | p_solar_Argentina_AR470 | Argentina | 0.22581 | -37.25 | -64.25 | p_wind_Argentina_AR688 | Argentina | 0.33393
-43.25 | -66.75 | p_solar_Argentina_AR471 | Argentina | 0.22524 | -37.75 | -64.25 | p_wind_Argentina_AR689 | Argentina | 0.37787
-43.75 | -66.75 | p_solar_Argentina_AR472 | Argentina | 0.22532 | -38.25 | -64.25 | p_wind_Argentina_AR690 | Argentina | 0.39936
-44.25 | -66.75 | p_solar_Argentina_AR473 | Argentina | 0.22356 | -38.75 | -64.25 | p_wind_Argentina_AR691 | Argentina | 0.40554
-44.75 | -66.75 | p_solar_Argentina_AR474 | Argentina | 0.21973 | -39.25 | -64.25 | p_wind_Argentina_AR692 | Argentina | 0.41964
-47.25 | -66.75 | p_solar_Argentina_AR475 | Argentina | 0.21026 | -39.75 | -64.25 | p_wind_Argentina_AR693 | Argentina | 0.4317
-47.75 | -66.75 | p_solar_Argentina_AR476 | Argentina | 0.20635 | -40.25 | -64.25 | p_wind_Argentina_AR694 | Argentina | 0.44119
-22.25 | -66.25 | p_solar_Argentina_AR479 | Argentina | 0.30584 | -40.75 | -64.25 | p_wind_Argentina_AR695 | Argentina | 0.45647
-22.75 | -66.25 | p_solar_Argentina_AR480 | Argentina | 0.31105 | -42.75 | -64.25 | p_wind_Argentina_AR696 | Argentina | 0.51527
-23.25 | -66.25 | p_solar_Argentina_AR481 | Argentina | 0.31628 | -54.75 | -64.25 | p_wind_Argentina_AR697 | Argentina | 0.63022
-23.75 | -66.25 | p_solar_Argentina_AR482 | Argentina | 0.31957 | -32.75 | -63.75 | p_wind_Argentina_AR719 | Argentina | 0.26679
-24.25 | -66.25 | p_solar_Argentina_AR483 | Argentina | 0.32326 | -33.25 | -63.75 | p_wind_Argentina_AR720 | Argentina | 0.25521
-24.75 | -66.25 | p_solar_Argentina_AR484 | Argentina | 0.3172 | -33.75 | -63.75 | p_wind_Argentina_AR721 | Argentina | 0.24799
-25.25 | -66.25 | p_solar_Argentina_AR485 | Argentina | 0.29927 | -34.25 | -63.75 | p_wind_Argentina_AR722 | Argentina | 0.25361
-25.75 | -66.25 | p_solar_Argentina_AR486 | Argentina | 0.2936 | -34.75 | -63.75 | p_wind_Argentina_AR723 | Argentina | 0.26835
-26.25 | -66.25 | p_solar_Argentina_AR487 | Argentina | 0.29777 | -35.25 | -63.75 | p_wind_Argentina_AR724 | Argentina | 0.27554
-26.75 | -66.25 | p_solar_Argentina_AR488 | Argentina | 0.29204 | -35.75 | -63.75 | p_wind_Argentina_AR725 | Argentina | 0.28507
-27.25 | -66.25 | p_solar_Argentina_AR489 | Argentina | 0.28092 | -36.25 | -63.75 | p_wind_Argentina_AR726 | Argentina | 0.30462
-27.75 | -66.25 | p_solar_Argentina_AR490 | Argentina | 0.26953 | -36.75 | -63.75 | p_wind_Argentina_AR727 | Argentina | 0.32104
-31.25 | -66.25 | p_solar_Argentina_AR497 | Argentina | 0.24755 | -37.25 | -63.75 | p_wind_Argentina_AR728 | Argentina | 0.35483
-31.75 | -66.25 | p_solar_Argentina_AR498 | Argentina | 0.24793 | -37.75 | -63.75 | p_wind_Argentina_AR729 | Argentina | 0.3873
-32.25 | -66.25 | p_solar_Argentina_AR499 | Argentina | 0.25116 | -38.25 | -63.75 | p_wind_Argentina_AR730 | Argentina | 0.39352
-32.75 | -66.25 | p_solar_Argentina_AR500 | Argentina | 0.25575 | -38.75 | -63.75 | p_wind_Argentina_AR731 | Argentina | 0.39852
-33.75 | -66.25 | p_solar_Argentina_AR502 | Argentina | 0.24415 | -39.25 | -63.75 | p_wind_Argentina_AR732 | Argentina | 0.41854
-34.25 | -66.25 | p_solar_Argentina_AR503 | Argentina | 0.24131 | -39.75 | -63.75 | p_wind_Argentina_AR733 | Argentina | 0.4338
-34.75 | -66.25 | p_solar_Argentina_AR504 | Argentina | 0.24069 | -40.25 | -63.75 | p_wind_Argentina_AR734 | Argentina | 0.44182
-35.25 | -66.25 | p_solar_Argentina_AR505 | Argentina | 0.23942 | -40.75 | -63.75 | p_wind_Argentina_AR735 | Argentina | 0.46328
-35.75 | -66.25 | p_solar_Argentina_AR506 | Argentina | 0.23772 | -42.25 | -63.75 | p_wind_Argentina_AR736 | Argentina | 0.52268
-36.25 | -66.25 | p_solar_Argentina_AR507 | Argentina | 0.23616 | -42.75 | -63.75 | p_wind_Argentina_AR737 | Argentina | 0.52812
-36.75 | -66.25 | p_solar_Argentina_AR508 | Argentina | 0.2351 | -31.75 | -63.25 | p_wind_Argentina_AR757 | Argentina | 0.25831
-37.25 | -66.25 | p_solar_Argentina_AR509 | Argentina | 0.23411 | -32.25 | -63.25 | p_wind_Argentina_AR758 | Argentina | 0.25848
-37.75 | -66.25 | p_solar_Argentina_AR510 | Argentina | 0.23329 | -32.75 | -63.25 | p_wind_Argentina_AR759 | Argentina | 0.25405
-38.25 | -66.25 | p_solar_Argentina_AR511 | Argentina | 0.23223 | -33.25 | -63.25 | p_wind_Argentina_AR760 | Argentina | 0.25521
-38.75 | -66.25 | p_solar_Argentina_AR512 | Argentina | 0.2317 | -33.75 | -63.25 | p_wind_Argentina_AR761 | Argentina | 0.26368
-39.25 | -66.25 | p_solar_Argentina_AR513 | Argentina | 0.23296 | -34.25 | -63.25 | p_wind_Argentina_AR762 | Argentina | 0.28409
-39.75 | -66.25 | p_solar_Argentina_AR514 | Argentina | 0.23271 | -34.75 | -63.25 | p_wind_Argentina_AR763 | Argentina | 0.30908
-40.25 | -66.25 | p_solar_Argentina_AR515 | Argentina | 0.23115 | -35.25 | -63.25 | p_wind_Argentina_AR764 | Argentina | 0.31562
-40.75 | -66.25 | p_solar_Argentina_AR516 | Argentina | 0.23197 | -35.75 | -63.25 | p_wind_Argentina_AR765 | Argentina | 0.32027
-41.25 | -66.25 | p_solar_Argentina_AR517 | Argentina | 0.23457 | -36.25 | -63.25 | p_wind_Argentina_AR766 | Argentina | 0.33168
-41.75 | -66.25 | p_solar_Argentina_AR518 | Argentina | 0.23343 | -36.75 | -63.25 | p_wind_Argentina_AR767 | Argentina | 0.34494
-42.25 | -66.25 | p_solar_Argentina_AR519 | Argentina | 0.22886 | -37.25 | -63.25 | p_wind_Argentina_AR768 | Argentina | 0.36894
-42.75 | -66.25 | p_solar_Argentina_AR520 | Argentina | 0.2269 | -37.75 | -63.25 | p_wind_Argentina_AR769 | Argentina | 0.40153
-43.25 | -66.25 | p_solar_Argentina_AR521 | Argentina | 0.22627 | -38.25 | -63.25 | p_wind_Argentina_AR770 | Argentina | 0.41508
-43.75 | -66.25 | p_solar_Argentina_AR522 | Argentina | 0.22562 | -38.75 | -63.25 | p_wind_Argentina_AR771 | Argentina | 0.40858
-44.25 | -66.25 | p_solar_Argentina_AR523 | Argentina | 0.22382 | -39.25 | -63.25 | p_wind_Argentina_AR772 | Argentina | 0.41599
-44.75 | -66.25 | p_solar_Argentina_AR524 | Argentina | 0.22141 | -39.75 | -63.25 | p_wind_Argentina_AR773 | Argentina | 0.43227
-47.25 | -66.25 | p_solar_Argentina_AR525 | Argentina | 0.21142 | -40.25 | -63.25 | p_wind_Argentina_AR774 | Argentina | 0.44295
-47.75 | -66.25 | p_solar_Argentina_AR526 | Argentina | 0.20661 | -40.75 | -63.25 | p_wind_Argentina_AR775 | Argentina | 0.46392
-22.25 | -65.75 | p_solar_Argentina_AR528 | Argentina | 0.29624 | -22.75 | -62.75 | p_wind_Argentina_AR777 | Argentina | 0.36361
-22.75 | -65.75 | p_solar_Argentina_AR529 | Argentina | 0.30146 | -23.25 | -62.75 | p_wind_Argentina_AR778 | Argentina | 0.35078
-23.25 | -65.75 | p_solar_Argentina_AR530 | Argentina | 0.30474 | -24.75 | -62.75 | p_wind_Argentina_AR781 | Argentina | 0.36139
-23.75 | -65.75 | p_solar_Argentina_AR531 | Argentina | 0.30283 | -25.25 | -62.75 | p_wind_Argentina_AR782 | Argentina | 0.36751
-24.25 | -65.75 | p_solar_Argentina_AR532 | Argentina | 0.29516 | -25.75 | -62.75 | p_wind_Argentina_AR783 | Argentina | 0.36759
-24.75 | -65.75 | p_solar_Argentina_AR533 | Argentina | 0.28134 | -26.25 | -62.75 | p_wind_Argentina_AR784 | Argentina | 0.36848
-25.25 | -65.75 | p_solar_Argentina_AR534 | Argentina | 0.26862 | -28.75 | -62.75 | p_wind_Argentina_AR789 | Argentina | 0.355
-25.75 | -65.75 | p_solar_Argentina_AR535 | Argentina | 0.26453 | -29.25 | -62.75 | p_wind_Argentina_AR790 | Argentina | 0.34618
-26.75 | -65.75 | p_solar_Argentina_AR537 | Argentina | 0.26207 | -29.75 | -62.75 | p_wind_Argentina_AR791 | Argentina | 0.32946
-27.25 | -65.75 | p_solar_Argentina_AR538 | Argentina | 0.25129 | -30.25 | -62.75 | p_wind_Argentina_AR792 | Argentina | 0.31771
-27.75 | -65.75 | p_solar_Argentina_AR539 | Argentina | 0.24734 | -30.75 | -62.75 | p_wind_Argentina_AR793 | Argentina | 0.30443
-32.75 | -65.75 | p_solar_Argentina_AR549 | Argentina | 0.2491 | -31.25 | -62.75 | p_wind_Argentina_AR794 | Argentina | 0.29064
-33.25 | -65.75 | p_solar_Argentina_AR550 | Argentina | 0.24549 | -31.75 | -62.75 | p_wind_Argentina_AR795 | Argentina | 0.27453
-33.75 | -65.75 | p_solar_Argentina_AR551 | Argentina | 0.23921 | -32.25 | -62.75 | p_wind_Argentina_AR796 | Argentina | 0.26767
-34.25 | -65.75 | p_solar_Argentina_AR552 | Argentina | 0.23736 | -32.75 | -62.75 | p_wind_Argentina_AR797 | Argentina | 0.26727
-34.75 | -65.75 | p_solar_Argentina_AR553 | Argentina | 0.23693 | -33.25 | -62.75 | p_wind_Argentina_AR798 | Argentina | 0.27208
-35.25 | -65.75 | p_solar_Argentina_AR554 | Argentina | 0.23596 | -33.75 | -62.75 | p_wind_Argentina_AR799 | Argentina | 0.28745
-35.75 | -65.75 | p_solar_Argentina_AR555 | Argentina | 0.23461 | -34.25 | -62.75 | p_wind_Argentina_AR800 | Argentina | 0.30655
-36.25 | -65.75 | p_solar_Argentina_AR556 | Argentina | 0.23373 | -34.75 | -62.75 | p_wind_Argentina_AR801 | Argentina | 0.3265
-36.75 | -65.75 | p_solar_Argentina_AR557 | Argentina | 0.23348 | -35.25 | -62.75 | p_wind_Argentina_AR802 | Argentina | 0.33335
-37.25 | -65.75 | p_solar_Argentina_AR558 | Argentina | 0.2327 | -35.75 | -62.75 | p_wind_Argentina_AR803 | Argentina | 0.33365
-37.75 | -65.75 | p_solar_Argentina_AR559 | Argentina | 0.23171 | -36.25 | -62.75 | p_wind_Argentina_AR804 | Argentina | 0.33956
-38.25 | -65.75 | p_solar_Argentina_AR560 | Argentina | 0.23113 | -36.75 | -62.75 | p_wind_Argentina_AR805 | Argentina | 0.35003
-38.75 | -65.75 | p_solar_Argentina_AR561 | Argentina | 0.23076 | -37.25 | -62.75 | p_wind_Argentina_AR806 | Argentina | 0.37248
-39.25 | -65.75 | p_solar_Argentina_AR562 | Argentina | 0.23133 | -37.75 | -62.75 | p_wind_Argentina_AR807 | Argentina | 0.40803
-39.75 | -65.75 | p_solar_Argentina_AR563 | Argentina | 0.23112 | -38.25 | -62.75 | p_wind_Argentina_AR808 | Argentina | 0.42821
-40.25 | -65.75 | p_solar_Argentina_AR564 | Argentina | 0.2299 | -38.75 | -62.75 | p_wind_Argentina_AR809 | Argentina | 0.42083
-40.75 | -65.75 | p_solar_Argentina_AR565 | Argentina | 0.23004 | -39.25 | -62.75 | p_wind_Argentina_AR810 | Argentina | 0.42155
-41.25 | -65.75 | p_solar_Argentina_AR566 | Argentina | 0.23112 | -39.75 | -62.75 | p_wind_Argentina_AR811 | Argentina | 0.43879
-41.75 | -65.75 | p_solar_Argentina_AR567 | Argentina | 0.22999 | -40.25 | -62.75 | p_wind_Argentina_AR812 | Argentina | 0.45369
-42.25 | -65.75 | p_solar_Argentina_AR568 | Argentina | 0.22784 | -40.75 | -62.75 | p_wind_Argentina_AR813 | Argentina | 0.47427
-42.75 | -65.75 | p_solar_Argentina_AR569 | Argentina | 0.22617 | -22.75 | -62.25 | p_wind_Argentina_AR814 | Argentina | 0.3831
-43.25 | -65.75 | p_solar_Argentina_AR570 | Argentina | 0.22503 | -23.25 | -62.25 | p_wind_Argentina_AR815 | Argentina | 0.37494
-43.75 | -65.75 | p_solar_Argentina_AR571 | Argentina | 0.22466 | -23.75 | -62.25 | p_wind_Argentina_AR816 | Argentina | 0.36962
-44.25 | -65.75 | p_solar_Argentina_AR572 | Argentina | 0.22411 | -24.25 | -62.25 | p_wind_Argentina_AR817 | Argentina | 0.36963
-44.75 | -65.75 | p_solar_Argentina_AR573 | Argentina | 0.22278 | -24.75 | -62.25 | p_wind_Argentina_AR818 | Argentina | 0.37054
-47.25 | -65.75 | p_solar_Argentina_AR574 | Argentina | 0.21172 | -25.25 | -62.25 | p_wind_Argentina_AR819 | Argentina | 0.36467
-22.25 | -65.25 | p_solar_Argentina_AR576 | Argentina | 0.27634 | -25.75 | -62.25 | p_wind_Argentina_AR820 | Argentina | 0.36178
-22.75 | -65.25 | p_solar_Argentina_AR577 | Argentina | 0.27676 | -27.75 | -62.25 | p_wind_Argentina_AR824 | Argentina | 0.34698
-23.25 | -65.25 | p_solar_Argentina_AR578 | Argentina | 0.27732 | -28.25 | -62.25 | p_wind_Argentina_AR825 | Argentina | 0.33316
-23.75 | -65.25 | p_solar_Argentina_AR579 | Argentina | 0.27065 | -28.75 | -62.25 | p_wind_Argentina_AR826 | Argentina | 0.33268
-24.25 | -65.25 | p_solar_Argentina_AR580 | Argentina | 0.26048 | -29.25 | -62.25 | p_wind_Argentina_AR827 | Argentina | 0.33329
-24.75 | -65.25 | p_solar_Argentina_AR581 | Argentina | 0.25342 | -29.75 | -62.25 | p_wind_Argentina_AR828 | Argentina | 0.32963
-25.25 | -65.25 | p_solar_Argentina_AR582 | Argentina | 0.24859 | -30.25 | -62.25 | p_wind_Argentina_AR829 | Argentina | 0.32651
-25.75 | -65.25 | p_solar_Argentina_AR583 | Argentina | 0.24822 | -30.75 | -62.25 | p_wind_Argentina_AR830 | Argentina | 0.32124
-26.25 | -65.25 | p_solar_Argentina_AR584 | Argentina | 0.24694 | -31.25 | -62.25 | p_wind_Argentina_AR831 | Argentina | 0.31215
-26.75 | -65.25 | p_solar_Argentina_AR585 | Argentina | 0.24343 | -31.75 | -62.25 | p_wind_Argentina_AR832 | Argentina | 0.29459
-27.25 | -65.25 | p_solar_Argentina_AR586 | Argentina | 0.23828 | -32.25 | -62.25 | p_wind_Argentina_AR833 | Argentina | 0.28449
-34.25 | -65.25 | p_solar_Argentina_AR600 | Argentina | 0.23416 | -32.75 | -62.25 | p_wind_Argentina_AR834 | Argentina | 0.285
-34.75 | -65.25 | p_solar_Argentina_AR601 | Argentina | 0.23354 | -33.25 | -62.25 | p_wind_Argentina_AR835 | Argentina | 0.29204
-35.25 | -65.25 | p_solar_Argentina_AR602 | Argentina | 0.23268 | -33.75 | -62.25 | p_wind_Argentina_AR836 | Argentina | 0.30852
-35.75 | -65.25 | p_solar_Argentina_AR603 | Argentina | 0.23166 | -34.25 | -62.25 | p_wind_Argentina_AR837 | Argentina | 0.32187
-36.25 | -65.25 | p_solar_Argentina_AR604 | Argentina | 0.23138 | -34.75 | -62.25 | p_wind_Argentina_AR838 | Argentina | 0.3332
-36.75 | -65.25 | p_solar_Argentina_AR605 | Argentina | 0.2314 | -35.25 | -62.25 | p_wind_Argentina_AR839 | Argentina | 0.33719
-37.25 | -65.25 | p_solar_Argentina_AR606 | Argentina | 0.23101 | -35.75 | -62.25 | p_wind_Argentina_AR840 | Argentina | 0.33569
-37.75 | -65.25 | p_solar_Argentina_AR607 | Argentina | 0.23024 | -36.25 | -62.25 | p_wind_Argentina_AR841 | Argentina | 0.33913
-38.25 | -65.25 | p_solar_Argentina_AR608 | Argentina | 0.2296 | -36.75 | -62.25 | p_wind_Argentina_AR842 | Argentina | 0.34784
-38.75 | -65.25 | p_solar_Argentina_AR609 | Argentina | 0.22991 | -37.25 | -62.25 | p_wind_Argentina_AR843 | Argentina | 0.36921
-39.25 | -65.25 | p_solar_Argentina_AR610 | Argentina | 0.23013 | -37.75 | -62.25 | p_wind_Argentina_AR844 | Argentina | 0.4077
-39.75 | -65.25 | p_solar_Argentina_AR611 | Argentina | 0.22956 | -38.25 | -62.25 | p_wind_Argentina_AR845 | Argentina | 0.43865
-40.25 | -65.25 | p_solar_Argentina_AR612 | Argentina | 0.22914 | -38.75 | -62.25 | p_wind_Argentina_AR846 | Argentina | 0.43522
-40.75 | -65.25 | p_solar_Argentina_AR613 | Argentina | 0.22988 | -39.25 | -62.25 | p_wind_Argentina_AR847 | Argentina | 0.4331
-41.25 | -65.25 | p_solar_Argentina_AR614 | Argentina | 0.23039 | -39.75 | -62.25 | p_wind_Argentina_AR848 | Argentina | 0.45391
-41.75 | -65.25 | p_solar_Argentina_AR615 | Argentina | 0.22924 | -23.25 | -61.75 | p_wind_Argentina_AR849 | Argentina | 0.37376
-42.25 | -65.25 | p_solar_Argentina_AR616 | Argentina | 0.22746 | -23.75 | -61.75 | p_wind_Argentina_AR850 | Argentina | 0.36943
-42.75 | -65.25 | p_solar_Argentina_AR617 | Argentina | 0.22589 | -24.25 | -61.75 | p_wind_Argentina_AR851 | Argentina | 0.36782
-43.25 | -65.25 | p_solar_Argentina_AR618 | Argentina | 0.22512 | -24.75 | -61.75 | p_wind_Argentina_AR852 | Argentina | 0.35466
-22.25 | -64.75 | p_solar_Argentina_AR620 | Argentina | 0.25437 | -25.25 | -61.75 | p_wind_Argentina_AR853 | Argentina | 0.34491
-22.75 | -64.75 | p_solar_Argentina_AR621 | Argentina | 0.25123 | -27.75 | -61.75 | p_wind_Argentina_AR858 | Argentina | 0.31472
-23.25 | -64.75 | p_solar_Argentina_AR622 | Argentina | 0.25059 | -28.25 | -61.75 | p_wind_Argentina_AR859 | Argentina | 0.3027
-23.75 | -64.75 | p_solar_Argentina_AR623 | Argentina | 0.24657 | -28.75 | -61.75 | p_wind_Argentina_AR860 | Argentina | 0.30497
-24.25 | -64.75 | p_solar_Argentina_AR624 | Argentina | 0.24238 | -29.25 | -61.75 | p_wind_Argentina_AR861 | Argentina | 0.30547
-24.75 | -64.75 | p_solar_Argentina_AR625 | Argentina | 0.24022 | -29.75 | -61.75 | p_wind_Argentina_AR862 | Argentina | 0.30703
-25.25 | -64.75 | p_solar_Argentina_AR626 | Argentina | 0.23767 | -30.25 | -61.75 | p_wind_Argentina_AR863 | Argentina | 0.3118
-25.75 | -64.75 | p_solar_Argentina_AR627 | Argentina | 0.2378 | -30.75 | -61.75 | p_wind_Argentina_AR864 | Argentina | 0.31923
-26.25 | -64.75 | p_solar_Argentina_AR628 | Argentina | 0.23684 | -31.25 | -61.75 | p_wind_Argentina_AR865 | Argentina | 0.31988
-26.75 | -64.75 | p_solar_Argentina_AR629 | Argentina | 0.23396 | -31.75 | -61.75 | p_wind_Argentina_AR866 | Argentina | 0.31105
-27.25 | -64.75 | p_solar_Argentina_AR630 | Argentina | 0.23259 | -32.25 | -61.75 | p_wind_Argentina_AR867 | Argentina | 0.30262
-34.75 | -64.75 | p_solar_Argentina_AR645 | Argentina | 0.23052 | -32.75 | -61.75 | p_wind_Argentina_AR868 | Argentina | 0.29841
-35.25 | -64.75 | p_solar_Argentina_AR646 | Argentina | 0.22979 | -33.25 | -61.75 | p_wind_Argentina_AR869 | Argentina | 0.30774
-35.75 | -64.75 | p_solar_Argentina_AR647 | Argentina | 0.22919 | -33.75 | -61.75 | p_wind_Argentina_AR870 | Argentina | 0.32201
-36.25 | -64.75 | p_solar_Argentina_AR648 | Argentina | 0.22895 | -34.25 | -61.75 | p_wind_Argentina_AR871 | Argentina | 0.32997
-36.75 | -64.75 | p_solar_Argentina_AR649 | Argentina | 0.22876 | -34.75 | -61.75 | p_wind_Argentina_AR872 | Argentina | 0.33372
-37.25 | -64.75 | p_solar_Argentina_AR650 | Argentina | 0.22873 | -35.25 | -61.75 | p_wind_Argentina_AR873 | Argentina | 0.33314
-37.75 | -64.75 | p_solar_Argentina_AR651 | Argentina | 0.22836 | -35.75 | -61.75 | p_wind_Argentina_AR874 | Argentina | 0.33302
-38.25 | -64.75 | p_solar_Argentina_AR652 | Argentina | 0.22753 | -36.25 | -61.75 | p_wind_Argentina_AR875 | Argentina | 0.33692
-38.75 | -64.75 | p_solar_Argentina_AR653 | Argentina | 0.22828 | -36.75 | -61.75 | p_wind_Argentina_AR876 | Argentina | 0.34589
-39.25 | -64.75 | p_solar_Argentina_AR654 | Argentina | 0.22864 | -37.25 | -61.75 | p_wind_Argentina_AR877 | Argentina | 0.36416
-39.75 | -64.75 | p_solar_Argentina_AR655 | Argentina | 0.22808 | -37.75 | -61.75 | p_wind_Argentina_AR878 | Argentina | 0.40197
-40.25 | -64.75 | p_solar_Argentina_AR656 | Argentina | 0.22847 | -38.25 | -61.75 | p_wind_Argentina_AR879 | Argentina | 0.44372
-40.75 | -64.75 | p_solar_Argentina_AR657 | Argentina | 0.23002 | -38.75 | -61.75 | p_wind_Argentina_AR880 | Argentina | 0.44735
-42.25 | -64.75 | p_solar_Argentina_AR658 | Argentina | 0.2281 | -23.75 | -61.25 | p_wind_Argentina_AR881 | Argentina | 0.34874
-22.75 | -64.25 | p_solar_Argentina_AR659 | Argentina | 0.23513 | -24.25 | -61.25 | p_wind_Argentina_AR882 | Argentina | 0.34534
-23.25 | -64.25 | p_solar_Argentina_AR660 | Argentina | 0.23474 | -24.75 | -61.25 | p_wind_Argentina_AR883 | Argentina | 0.31125
-23.75 | -64.25 | p_solar_Argentina_AR661 | Argentina | 0.23693 | -28.25 | -61.25 | p_wind_Argentina_AR890 | Argentina | 0.27641
-24.25 | -64.25 | p_solar_Argentina_AR662 | Argentina | 0.23963 | -28.75 | -61.25 | p_wind_Argentina_AR891 | Argentina | 0.28129
-24.75 | -64.25 | p_solar_Argentina_AR663 | Argentina | 0.23678 | -29.25 | -61.25 | p_wind_Argentina_AR892 | Argentina | 0.26516
-25.25 | -64.25 | p_solar_Argentina_AR664 | Argentina | 0.23201 | -29.75 | -61.25 | p_wind_Argentina_AR893 | Argentina | 0.2875
-25.75 | -64.25 | p_solar_Argentina_AR665 | Argentina | 0.22994 | -30.25 | -61.25 | p_wind_Argentina_AR894 | Argentina | 0.31001
-26.25 | -64.25 | p_solar_Argentina_AR666 | Argentina | 0.23001 | -30.75 | -61.25 | p_wind_Argentina_AR895 | Argentina | 0.31147
-26.75 | -64.25 | p_solar_Argentina_AR667 | Argentina | 0.22942 | -31.25 | -61.25 | p_wind_Argentina_AR896 | Argentina | 0.3144
-35.25 | -64.25 | p_solar_Argentina_AR684 | Argentina | 0.2277 | -31.75 | -61.25 | p_wind_Argentina_AR897 | Argentina | 0.30897
-35.75 | -64.25 | p_solar_Argentina_AR685 | Argentina | 0.22733 | -32.25 | -61.25 | p_wind_Argentina_AR898 | Argentina | 0.30811
-36.25 | -64.25 | p_solar_Argentina_AR686 | Argentina | 0.2267 | -32.75 | -61.25 | p_wind_Argentina_AR899 | Argentina | 0.3107
-36.75 | -64.25 | p_solar_Argentina_AR687 | Argentina | 0.22612 | -33.25 | -61.25 | p_wind_Argentina_AR900 | Argentina | 0.3206
-37.25 | -64.25 | p_solar_Argentina_AR688 | Argentina | 0.2263 | -33.75 | -61.25 | p_wind_Argentina_AR901 | Argentina | 0.33046
-37.75 | -64.25 | p_solar_Argentina_AR689 | Argentina | 0.22624 | -34.25 | -61.25 | p_wind_Argentina_AR902 | Argentina | 0.33043
-38.25 | -64.25 | p_solar_Argentina_AR690 | Argentina | 0.22553 | -34.75 | -61.25 | p_wind_Argentina_AR903 | Argentina | 0.32794
-38.75 | -64.25 | p_solar_Argentina_AR691 | Argentina | 0.22616 | -35.25 | -61.25 | p_wind_Argentina_AR904 | Argentina | 0.32674
-39.25 | -64.25 | p_solar_Argentina_AR692 | Argentina | 0.22655 | -35.75 | -61.25 | p_wind_Argentina_AR905 | Argentina | 0.3285
-39.75 | -64.25 | p_solar_Argentina_AR693 | Argentina | 0.22647 | -36.25 | -61.25 | p_wind_Argentina_AR906 | Argentina | 0.33574
-40.25 | -64.25 | p_solar_Argentina_AR694 | Argentina | 0.22728 | -36.75 | -61.25 | p_wind_Argentina_AR907 | Argentina | 0.34785
-40.75 | -64.25 | p_solar_Argentina_AR695 | Argentina | 0.22919 | -37.25 | -61.25 | p_wind_Argentina_AR908 | Argentina | 0.3636
-42.75 | -64.25 | p_solar_Argentina_AR696 | Argentina | 0.22696 | -37.75 | -61.25 | p_wind_Argentina_AR909 | Argentina | 0.39447
-35.25 | -63.75 | p_solar_Argentina_AR724 | Argentina | 0.22649 | -38.25 | -61.25 | p_wind_Argentina_AR910 | Argentina | 0.4334
-35.75 | -63.75 | p_solar_Argentina_AR725 | Argentina | 0.22557 | -38.75 | -61.25 | p_wind_Argentina_AR911 | Argentina | 0.44865
-36.25 | -63.75 | p_solar_Argentina_AR726 | Argentina | 0.2247 | -24.25 | -60.75 | p_wind_Argentina_AR912 | Argentina | 0.28385
-36.75 | -63.75 | p_solar_Argentina_AR727 | Argentina | 0.22424 | -24.75 | -60.75 | p_wind_Argentina_AR913 | Argentina | 0.25603
-37.25 | -63.75 | p_solar_Argentina_AR728 | Argentina | 0.22451 | -28.75 | -60.75 | p_wind_Argentina_AR921 | Argentina | 0.26458
-37.75 | -63.75 | p_solar_Argentina_AR729 | Argentina | 0.22459 | -29.25 | -60.75 | p_wind_Argentina_AR922 | Argentina | 0.2625
-38.25 | -63.75 | p_solar_Argentina_AR730 | Argentina | 0.22451 | -29.75 | -60.75 | p_wind_Argentina_AR923 | Argentina | 0.28806
-38.75 | -63.75 | p_solar_Argentina_AR731 | Argentina | 0.2242 | -30.25 | -60.75 | p_wind_Argentina_AR924 | Argentina | 0.3042
-39.25 | -63.75 | p_solar_Argentina_AR732 | Argentina | 0.22376 | -30.75 | -60.75 | p_wind_Argentina_AR925 | Argentina | 0.303
-39.75 | -63.75 | p_solar_Argentina_AR733 | Argentina | 0.2244 | -31.25 | -60.75 | p_wind_Argentina_AR926 | Argentina | 0.29911
-40.25 | -63.75 | p_solar_Argentina_AR734 | Argentina | 0.22546 | -31.75 | -60.75 | p_wind_Argentina_AR927 | Argentina | 0.30381
-40.75 | -63.75 | p_solar_Argentina_AR735 | Argentina | 0.22684 | -32.25 | -60.75 | p_wind_Argentina_AR928 | Argentina | 0.30679
-42.25 | -63.75 | p_solar_Argentina_AR736 | Argentina | 0.22942 | -32.75 | -60.75 | p_wind_Argentina_AR929 | Argentina | 0.29785
-42.75 | -63.75 | p_solar_Argentina_AR737 | Argentina | 0.22674 | -33.25 | -60.75 | p_wind_Argentina_AR930 | Argentina | 0.29732
-35.25 | -63.25 | p_solar_Argentina_AR764 | Argentina | 0.22496 | -33.75 | -60.75 | p_wind_Argentina_AR931 | Argentina | 0.31166
-35.75 | -63.25 | p_solar_Argentina_AR765 | Argentina | 0.22422 | -34.25 | -60.75 | p_wind_Argentina_AR932 | Argentina | 0.31926
-36.25 | -63.25 | p_solar_Argentina_AR766 | Argentina | 0.22386 | -34.75 | -60.75 | p_wind_Argentina_AR933 | Argentina | 0.31963
-36.75 | -63.25 | p_solar_Argentina_AR767 | Argentina | 0.22346 | -35.25 | -60.75 | p_wind_Argentina_AR934 | Argentina | 0.32014
-37.25 | -63.25 | p_solar_Argentina_AR768 | Argentina | 0.22366 | -35.75 | -60.75 | p_wind_Argentina_AR935 | Argentina | 0.32262
-37.75 | -63.25 | p_solar_Argentina_AR769 | Argentina | 0.22403 | -36.25 | -60.75 | p_wind_Argentina_AR936 | Argentina | 0.33104
-38.25 | -63.25 | p_solar_Argentina_AR770 | Argentina | 0.22442 | -36.75 | -60.75 | p_wind_Argentina_AR937 | Argentina | 0.34915
-38.75 | -63.25 | p_solar_Argentina_AR771 | Argentina | 0.22285 | -37.25 | -60.75 | p_wind_Argentina_AR938 | Argentina | 0.37201
-39.25 | -63.25 | p_solar_Argentina_AR772 | Argentina | 0.22099 | -37.75 | -60.75 | p_wind_Argentina_AR939 | Argentina | 0.39646
-39.75 | -63.25 | p_solar_Argentina_AR773 | Argentina | 0.22174 | -38.25 | -60.75 | p_wind_Argentina_AR940 | Argentina | 0.42304
-40.25 | -63.25 | p_solar_Argentina_AR774 | Argentina | 0.22278 | -38.75 | -60.75 | p_wind_Argentina_AR941 | Argentina | 0.44155
-40.75 | -63.25 | p_solar_Argentina_AR775 | Argentina | 0.22413 | -24.25 | -60.25 | p_wind_Argentina_AR942 | Argentina | 0.27303
-35.25 | -62.75 | p_solar_Argentina_AR802 | Argentina | 0.22411 | -29.25 | -60.25 | p_wind_Argentina_AR952 | Argentina | 0.27635
-35.75 | -62.75 | p_solar_Argentina_AR803 | Argentina | 0.22332 | -29.75 | -60.25 | p_wind_Argentina_AR953 | Argentina | 0.29556
-36.25 | -62.75 | p_solar_Argentina_AR804 | Argentina | 0.22318 | -30.25 | -60.25 | p_wind_Argentina_AR954 | Argentina | 0.29682
-36.75 | -62.75 | p_solar_Argentina_AR805 | Argentina | 0.22323 | -30.75 | -60.25 | p_wind_Argentina_AR955 | Argentina | 0.29019
-37.25 | -62.75 | p_solar_Argentina_AR806 | Argentina | 0.22366 | -31.25 | -60.25 | p_wind_Argentina_AR956 | Argentina | 0.29705
-37.75 | -62.75 | p_solar_Argentina_AR807 | Argentina | 0.2246 | -31.75 | -60.25 | p_wind_Argentina_AR957 | Argentina | 0.31082
-38.25 | -62.75 | p_solar_Argentina_AR808 | Argentina | 0.22428 | -32.25 | -60.25 | p_wind_Argentina_AR958 | Argentina | 0.30462
-38.75 | -62.75 | p_solar_Argentina_AR809 | Argentina | 0.22152 | -32.75 | -60.25 | p_wind_Argentina_AR959 | Argentina | 0.28032
-39.25 | -62.75 | p_solar_Argentina_AR810 | Argentina | 0.21968 | -33.25 | -60.25 | p_wind_Argentina_AR960 | Argentina | 0.26825
-39.75 | -62.75 | p_solar_Argentina_AR811 | Argentina | 0.22014 | -33.75 | -60.25 | p_wind_Argentina_AR961 | Argentina | 0.2868
-40.25 | -62.75 | p_solar_Argentina_AR812 | Argentina | 0.22122 | -34.25 | -60.25 | p_wind_Argentina_AR962 | Argentina | 0.31075
-40.75 | -62.75 | p_solar_Argentina_AR813 | Argentina | 0.2233 | -34.75 | -60.25 | p_wind_Argentina_AR963 | Argentina | 0.31764
-35.25 | -62.25 | p_solar_Argentina_AR839 | Argentina | 0.22349 | -35.25 | -60.25 | p_wind_Argentina_AR964 | Argentina | 0.31758
-35.75 | -62.25 | p_solar_Argentina_AR840 | Argentina | 0.22285 | -35.75 | -60.25 | p_wind_Argentina_AR965 | Argentina | 0.31999
-36.25 | -62.25 | p_solar_Argentina_AR841 | Argentina | 0.22286 | -36.25 | -60.25 | p_wind_Argentina_AR966 | Argentina | 0.3289
-36.75 | -62.25 | p_solar_Argentina_AR842 | Argentina | 0.22304 | -36.75 | -60.25 | p_wind_Argentina_AR967 | Argentina | 0.34834
-37.25 | -62.25 | p_solar_Argentina_AR843 | Argentina | 0.2236 | -37.25 | -60.25 | p_wind_Argentina_AR968 | Argentina | 0.37679
-37.75 | -62.25 | p_solar_Argentina_AR844 | Argentina | 0.22495 | -37.75 | -60.25 | p_wind_Argentina_AR969 | Argentina | 0.4017
-38.25 | -62.25 | p_solar_Argentina_AR845 | Argentina | 0.22381 | -38.25 | -60.25 | p_wind_Argentina_AR970 | Argentina | 0.41938
-38.75 | -62.25 | p_solar_Argentina_AR846 | Argentina | 0.22034 | -38.75 | -60.25 | p_wind_Argentina_AR971 | Argentina | 0.43902
-39.25 | -62.25 | p_solar_Argentina_AR847 | Argentina | 0.21936 | -29.75 | -59.75 | p_wind_Argentina_AR983 | Argentina | 0.29486
-39.75 | -62.25 | p_solar_Argentina_AR848 | Argentina | 0.22012 | -30.25 | -59.75 | p_wind_Argentina_AR984 | Argentina | 0.28322
-35.25 | -61.75 | p_solar_Argentina_AR873 | Argentina | 0.22302 | -30.75 | -59.75 | p_wind_Argentina_AR985 | Argentina | 0.27709
-35.75 | -61.75 | p_solar_Argentina_AR874 | Argentina | 0.22253 | -31.25 | -59.75 | p_wind_Argentina_AR986 | Argentina | 0.29141
-36.25 | -61.75 | p_solar_Argentina_AR875 | Argentina | 0.22249 | -31.75 | -59.75 | p_wind_Argentina_AR987 | Argentina | 0.30746
-36.75 | -61.75 | p_solar_Argentina_AR876 | Argentina | 0.22246 | -32.25 | -59.75 | p_wind_Argentina_AR988 | Argentina | 0.30261
-37.25 | -61.75 | p_solar_Argentina_AR877 | Argentina | 0.22304 | -32.75 | -59.75 | p_wind_Argentina_AR989 | Argentina | 0.27401
-37.75 | -61.75 | p_solar_Argentina_AR878 | Argentina | 0.22421 | -33.25 | -59.75 | p_wind_Argentina_AR990 | Argentina | 0.25751
-38.25 | -61.75 | p_solar_Argentina_AR879 | Argentina | 0.2225 | -33.75 | -59.75 | p_wind_Argentina_AR991 | Argentina | 0.27322
-38.75 | -61.75 | p_solar_Argentina_AR880 | Argentina | 0.21929 | -34.25 | -59.75 | p_wind_Argentina_AR992 | Argentina | 0.29965
-35.75 | -61.25 | p_solar_Argentina_AR905 | Argentina | 0.22264 | -34.75 | -59.75 | p_wind_Argentina_AR993 | Argentina | 0.31616
-36.25 | -61.25 | p_solar_Argentina_AR906 | Argentina | 0.22191 | -35.25 | -59.75 | p_wind_Argentina_AR994 | Argentina | 0.31899
-36.75 | -61.25 | p_solar_Argentina_AR907 | Argentina | 0.22146 | -35.75 | -59.75 | p_wind_Argentina_AR995 | Argentina | 0.32056
-37.25 | -61.25 | p_solar_Argentina_AR908 | Argentina | 0.22199 | -36.25 | -59.75 | p_wind_Argentina_AR996 | Argentina | 0.3281
-37.75 | -61.25 | p_solar_Argentina_AR909 | Argentina | 0.2222 | -36.75 | -59.75 | p_wind_Argentina_AR997 | Argentina | 0.34551
-38.25 | -61.25 | p_solar_Argentina_AR910 | Argentina | 0.21988 | -37.25 | -59.75 | p_wind_Argentina_AR998 | Argentina | 0.37727
-38.75 | -61.25 | p_solar_Argentina_AR911 | Argentina | 0.21798 | -37.75 | -59.75 | p_wind_Argentina_AR999 | Argentina | 0.40571
-11.75 | -61.75 | p_solar_Brazil_BR523 | Brazil | 0.18508 | -38.25 | -59.75 | p_wind_Argentina_AR1000 | Argentina | 0.42013
-13.25 | -60.75 | p_solar_Brazil_BR599 | Brazil | 0.19373 | -38.75 | -59.75 | p_wind_Argentina_AR1001 | Argentina | 0.44168
-14.75 | -60.25 | p_solar_Brazil_BR640 | Brazil | 0.2003 | -29.75 | -59.25 | p_wind_Argentina_AR1012 | Argentina | 0.28167
-15.25 | -60.25 | p_solar_Brazil_BR641 | Brazil | 0.19837 | -30.25 | -59.25 | p_wind_Argentina_AR1013 | Argentina | 0.26583
-14.75 | -59.75 | p_solar_Brazil_BR678 | Brazil | 0.20181 | -30.75 | -59.25 | p_wind_Argentina_AR1014 | Argentina | 0.26662
-15.25 | -59.75 | p_solar_Brazil_BR679 | Brazil | 0.20046 | -31.25 | -59.25 | p_wind_Argentina_AR1015 | Argentina | 0.2802
-15.75 | -59.75 | p_solar_Brazil_BR680 | Brazil | 0.20029 | -31.75 | -59.25 | p_wind_Argentina_AR1016 | Argentina | 0.2943
-16.25 | -59.75 | p_solar_Brazil_BR681 | Brazil | 0.20126 | -32.25 | -59.25 | p_wind_Argentina_AR1017 | Argentina | 0.30132
-14.25 | -59.25 | p_solar_Brazil_BR713 | Brazil | 0.20357 | -32.75 | -59.25 | p_wind_Argentina_AR1018 | Argentina | 0.28327
-14.75 | -59.25 | p_solar_Brazil_BR714 | Brazil | 0.20253 | -33.25 | -59.25 | p_wind_Argentina_AR1019 | Argentina | 0.2701
-15.25 | -59.25 | p_solar_Brazil_BR715 | Brazil | 0.20152 | -33.75 | -59.25 | p_wind_Argentina_AR1020 | Argentina | 0.27478
-15.75 | -59.25 | p_solar_Brazil_BR716 | Brazil | 0.20207 | -34.25 | -59.25 | p_wind_Argentina_AR1021 | Argentina | 0.29004
-16.25 | -59.25 | p_solar_Brazil_BR717 | Brazil | 0.2019 | -34.75 | -59.25 | p_wind_Argentina_AR1022 | Argentina | 0.31478
-12.75 | -58.75 | p_solar_Brazil_BR745 | Brazil | 0.19389 | -35.25 | -59.25 | p_wind_Argentina_AR1023 | Argentina | 0.32301
-13.25 | -58.75 | p_solar_Brazil_BR746 | Brazil | 0.19949 | -35.75 | -59.25 | p_wind_Argentina_AR1024 | Argentina | 0.32386
-13.75 | -58.75 | p_solar_Brazil_BR747 | Brazil | 0.20409 | -36.25 | -59.25 | p_wind_Argentina_AR1025 | Argentina | 0.32862
-14.25 | -58.75 | p_solar_Brazil_BR748 | Brazil | 0.20516 | -36.75 | -59.25 | p_wind_Argentina_AR1026 | Argentina | 0.34215
-14.75 | -58.75 | p_solar_Brazil_BR749 | Brazil | 0.20373 | -37.25 | -59.25 | p_wind_Argentina_AR1027 | Argentina | 0.3736
-15.25 | -58.75 | p_solar_Brazil_BR750 | Brazil | 0.20142 | -37.75 | -59.25 | p_wind_Argentina_AR1028 | Argentina | 0.40749
-15.75 | -58.75 | p_solar_Brazil_BR751 | Brazil | 0.20094 | -38.25 | -59.25 | p_wind_Argentina_AR1029 | Argentina | 0.42603
-16.25 | -58.75 | p_solar_Brazil_BR752 | Brazil | 0.20057 | -29.75 | -58.75 | p_wind_Argentina_AR1039 | Argentina | 0.26223
-13.75 | -58.25 | p_solar_Brazil_BR783 | Brazil | 0.20364 | -30.25 | -58.75 | p_wind_Argentina_AR1040 | Argentina | 0.25427
-14.25 | -58.25 | p_solar_Brazil_BR784 | Brazil | 0.20479 | -30.75 | -58.75 | p_wind_Argentina_AR1041 | Argentina | 0.26251
-14.75 | -58.25 | p_solar_Brazil_BR785 | Brazil | 0.20341 | -31.25 | -58.75 | p_wind_Argentina_AR1042 | Argentina | 0.27995
-15.25 | -58.25 | p_solar_Brazil_BR786 | Brazil | 0.20211 | -31.75 | -58.75 | p_wind_Argentina_AR1043 | Argentina | 0.29697
-15.75 | -58.25 | p_solar_Brazil_BR787 | Brazil | 0.20183 | -32.25 | -58.75 | p_wind_Argentina_AR1044 | Argentina | 0.30137
-16.25 | -58.25 | p_solar_Brazil_BR788 | Brazil | 0.20113 | -32.75 | -58.75 | p_wind_Argentina_AR1045 | Argentina | 0.30117
-16.75 | -58.25 | p_solar_Brazil_BR789 | Brazil | 0.19975 | -33.25 | -58.75 | p_wind_Argentina_AR1046 | Argentina | 0.29218
-17.25 | -58.25 | p_solar_Brazil_BR790 | Brazil | 0.1994 | -33.75 | -58.75 | p_wind_Argentina_AR1047 | Argentina | 0.28201
-13.75 | -57.75 | p_solar_Brazil_BR821 | Brazil | 0.20323 | -34.25 | -58.75 | p_wind_Argentina_AR1048 | Argentina | 0.29689
-14.25 | -57.75 | p_solar_Brazil_BR822 | Brazil | 0.20463 | -34.75 | -58.75 | p_wind_Argentina_AR1049 | Argentina | 0.3194
-14.75 | -57.75 | p_solar_Brazil_BR823 | Brazil | 0.20377 | -35.25 | -58.75 | p_wind_Argentina_AR1050 | Argentina | 0.32735
-15.25 | -57.75 | p_solar_Brazil_BR824 | Brazil | 0.20333 | -35.75 | -58.75 | p_wind_Argentina_AR1051 | Argentina | 0.33048
-15.75 | -57.75 | p_solar_Brazil_BR825 | Brazil | 0.20334 | -36.25 | -58.75 | p_wind_Argentina_AR1052 | Argentina | 0.33278
-16.25 | -57.75 | p_solar_Brazil_BR826 | Brazil | 0.20204 | -36.75 | -58.75 | p_wind_Argentina_AR1053 | Argentina | 0.34134
-16.75 | -57.75 | p_solar_Brazil_BR827 | Brazil | 0.19941 | -37.25 | -58.75 | p_wind_Argentina_AR1054 | Argentina | 0.36796
-19.25 | -57.75 | p_solar_Brazil_BR829 | Brazil | 0.20418 | -37.75 | -58.75 | p_wind_Argentina_AR1055 | Argentina | 0.40993
-19.75 | -57.75 | p_solar_Brazil_BR830 | Brazil | 0.20569 | -38.25 | -58.75 | p_wind_Argentina_AR1056 | Argentina | 0.44116
-20.25 | -57.75 | p_solar_Brazil_BR831 | Brazil | 0.20621 | -29.25 | -58.25 | p_wind_Argentina_AR1065 | Argentina | 0.25989
-20.75 | -57.75 | p_solar_Brazil_BR832 | Brazil | 0.2066 | -29.75 | -58.25 | p_wind_Argentina_AR1066 | Argentina | 0.24961
-21.25 | -57.75 | p_solar_Brazil_BR833 | Brazil | 0.20834 | -30.25 | -58.25 | p_wind_Argentina_AR1067 | Argentina | 0.2676
-21.75 | -57.75 | p_solar_Brazil_BR834 | Brazil | 0.21067 | -30.75 | -58.25 | p_wind_Argentina_AR1068 | Argentina | 0.28959
-14.25 | -57.25 | p_solar_Brazil_BR867 | Brazil | 0.2043 | -31.25 | -58.25 | p_wind_Argentina_AR1069 | Argentina | 0.29338
-14.75 | -57.25 | p_solar_Brazil_BR868 | Brazil | 0.20436 | -31.75 | -58.25 | p_wind_Argentina_AR1070 | Argentina | 0.29749
-15.25 | -57.25 | p_solar_Brazil_BR869 | Brazil | 0.20491 | -32.25 | -58.25 | p_wind_Argentina_AR1071 | Argentina | 0.30051
-15.75 | -57.25 | p_solar_Brazil_BR870 | Brazil | 0.20538 | -32.75 | -58.25 | p_wind_Argentina_AR1072 | Argentina | 0.30327
-16.25 | -57.25 | p_solar_Brazil_BR871 | Brazil | 0.20335 | -34.25 | -58.25 | p_wind_Argentina_AR1073 | Argentina | 0.33604
-16.75 | -57.25 | p_solar_Brazil_BR872 | Brazil | 0.19964 | -34.75 | -58.25 | p_wind_Argentina_AR1074 | Argentina | 0.34002
-17.25 | -57.25 | p_solar_Brazil_BR873 | Brazil | 0.1972 | -35.25 | -58.25 | p_wind_Argentina_AR1075 | Argentina | 0.33635
-17.75 | -57.25 | p_solar_Brazil_BR874 | Brazil | 0.19818 | -35.75 | -58.25 | p_wind_Argentina_AR1076 | Argentina | 0.33687
-18.75 | -57.25 | p_solar_Brazil_BR876 | Brazil | 0.20262 | -36.25 | -58.25 | p_wind_Argentina_AR1077 | Argentina | 0.34057
-19.25 | -57.25 | p_solar_Brazil_BR877 | Brazil | 0.20383 | -36.75 | -58.25 | p_wind_Argentina_AR1078 | Argentina | 0.34622
-19.75 | -57.25 | p_solar_Brazil_BR878 | Brazil | 0.20587 | -37.25 | -58.25 | p_wind_Argentina_AR1079 | Argentina | 0.36364
-20.25 | -57.25 | p_solar_Brazil_BR879 | Brazil | 0.20754 | -37.75 | -58.25 | p_wind_Argentina_AR1080 | Argentina | 0.40847
-20.75 | -57.25 | p_solar_Brazil_BR880 | Brazil | 0.20848 | -38.25 | -58.25 | p_wind_Argentina_AR1081 | Argentina | 0.45874
-21.25 | -57.25 | p_solar_Brazil_BR881 | Brazil | 0.21024 | -29.25 | -57.75 | p_wind_Argentina_AR1086 | Argentina | 0.27405
-21.75 | -57.25 | p_solar_Brazil_BR882 | Brazil | 0.21203 | -29.75 | -57.75 | p_wind_Argentina_AR1087 | Argentina | 0.26977
-30.25 | -57.25 | p_solar_Brazil_BR883 | Brazil | 0.22084 | -30.25 | -57.75 | p_wind_Argentina_AR1088 | Argentina | 0.28603
-14.25 | -56.75 | p_solar_Brazil_BR916 | Brazil | 0.20438 | -34.75 | -57.75 | p_wind_Argentina_AR1089 | Argentina | 0.35245
-14.75 | -56.75 | p_solar_Brazil_BR917 | Brazil | 0.20539 | -35.25 | -57.75 | p_wind_Argentina_AR1090 | Argentina | 0.34913
-15.25 | -56.75 | p_solar_Brazil_BR918 | Brazil | 0.20659 | -35.75 | -57.75 | p_wind_Argentina_AR1091 | Argentina | 0.35327
-15.75 | -56.75 | p_solar_Brazil_BR919 | Brazil | 0.20725 | -36.25 | -57.75 | p_wind_Argentina_AR1092 | Argentina | 0.35709
-16.25 | -56.75 | p_solar_Brazil_BR920 | Brazil | 0.2049 | -36.75 | -57.75 | p_wind_Argentina_AR1093 | Argentina | 0.36016
-16.75 | -56.75 | p_solar_Brazil_BR921 | Brazil | 0.20096 | -37.25 | -57.75 | p_wind_Argentina_AR1094 | Argentina | 0.37497
-17.25 | -56.75 | p_solar_Brazil_BR922 | Brazil | 0.19826 | -37.75 | -57.75 | p_wind_Argentina_AR1095 | Argentina | 0.41618
-17.75 | -56.75 | p_solar_Brazil_BR923 | Brazil | 0.19895 | -28.25 | -57.25 | p_wind_Argentina_AR1097 | Argentina | 0.28515
-18.25 | -56.75 | p_solar_Brazil_BR924 | Brazil | 0.20145 | -28.75 | -57.25 | p_wind_Argentina_AR1098 | Argentina | 0.28648
-18.75 | -56.75 | p_solar_Brazil_BR925 | Brazil | 0.20314 | -29.25 | -57.25 | p_wind_Argentina_AR1099 | Argentina | 0.28727
-19.25 | -56.75 | p_solar_Brazil_BR926 | Brazil | 0.20417 | -29.75 | -57.25 | p_wind_Argentina_AR1100 | Argentina | 0.29385
-19.75 | -56.75 | p_solar_Brazil_BR927 | Brazil | 0.20655 | -35.25 | -57.25 | p_wind_Argentina_AR1102 | Argentina | 0.36858
-20.25 | -56.75 | p_solar_Brazil_BR928 | Brazil | 0.20978 | -35.75 | -57.25 | p_wind_Argentina_AR1103 | Argentina | 0.38048
-20.75 | -56.75 | p_solar_Brazil_BR929 | Brazil | 0.21163 | -36.25 | -57.25 | p_wind_Argentina_AR1104 | Argentina | 0.38392
-21.25 | -56.75 | p_solar_Brazil_BR930 | Brazil | 0.21298 | -36.75 | -57.25 | p_wind_Argentina_AR1105 | Argentina | 0.38688
-21.75 | -56.75 | p_solar_Brazil_BR931 | Brazil | 0.21351 | -37.25 | -57.25 | p_wind_Argentina_AR1106 | Argentina | 0.40336
-29.75 | -56.75 | p_solar_Brazil_BR932 | Brazil | 0.21981 | -28.25 | -56.75 | p_wind_Argentina_AR1108 | Argentina | 0.24778
-12.75 | -56.25 | p_solar_Brazil_BR962 | Brazil | 0.19738 | -28.75 | -56.75 | p_wind_Argentina_AR1109 | Argentina | 0.26578
-14.25 | -56.25 | p_solar_Brazil_BR965 | Brazil | 0.20619 | -29.25 | -56.75 | p_wind_Argentina_AR1110 | Argentina | 0.28758
-14.75 | -56.25 | p_solar_Brazil_BR966 | Brazil | 0.20772 | -36.25 | -56.75 | p_wind_Argentina_AR1111 | Argentina | 0.41354
-15.25 | -56.25 | p_solar_Brazil_BR967 | Brazil | 0.20789 | -36.75 | -56.75 | p_wind_Argentina_AR1112 | Argentina | 0.42083
-15.75 | -56.25 | p_solar_Brazil_BR968 | Brazil | 0.20726 | -28.25 | -56.25 | p_wind_Argentina_AR1114 | Argentina | 0.19803
-16.25 | -56.25 | p_solar_Brazil_BR969 | Brazil | 0.20582 | -28.75 | -56.25 | p_wind_Argentina_AR1115 | Argentina | 0.23892
-16.75 | -56.25 | p_solar_Brazil_BR970 | Brazil | 0.2029 | -30.25 | -57.25 | p_wind_Brazil_BR883 | Brazil | 0.30532
-17.25 | -56.25 | p_solar_Brazil_BR971 | Brazil | 0.20035 | -29.75 | -56.75 | p_wind_Brazil_BR932 | Brazil | 0.30661
-17.75 | -56.25 | p_solar_Brazil_BR972 | Brazil | 0.20067 | -29.25 | -56.25 | p_wind_Brazil_BR981 | Brazil | 0.2769
-18.25 | -56.25 | p_solar_Brazil_BR973 | Brazil | 0.20232 | -29.75 | -56.25 | p_wind_Brazil_BR982 | Brazil | 0.3066
-18.75 | -56.25 | p_solar_Brazil_BR974 | Brazil | 0.20424 | -30.25 | -56.25 | p_wind_Brazil_BR983 | Brazil | 0.31496
-19.25 | -56.25 | p_solar_Brazil_BR975 | Brazil | 0.20603 | -28.25 | -55.75 | p_wind_Brazil_BR1034 | Brazil | 0.1664
-19.75 | -56.25 | p_solar_Brazil_BR976 | Brazil | 0.20843 | -28.75 | -55.75 | p_wind_Brazil_BR1035 | Brazil | 0.20753
-20.25 | -56.25 | p_solar_Brazil_BR977 | Brazil | 0.21174 | -29.25 | -55.75 | p_wind_Brazil_BR1036 | Brazil | 0.26552
-20.75 | -56.25 | p_solar_Brazil_BR978 | Brazil | 0.21414 | -29.75 | -55.75 | p_wind_Brazil_BR1037 | Brazil | 0.28303
-21.25 | -56.25 | p_solar_Brazil_BR979 | Brazil | 0.2147 | -30.25 | -55.75 | p_wind_Brazil_BR1038 | Brazil | 0.28239
-21.75 | -56.25 | p_solar_Brazil_BR980 | Brazil | 0.21408 | -30.75 | -55.75 | p_wind_Brazil_BR1039 | Brazil | 0.28454
-29.75 | -56.25 | p_solar_Brazil_BR982 | Brazil | 0.21953 | -28.75 | -55.25 | p_wind_Brazil_BR1094 | Brazil | 0.20502
-30.25 | -56.25 | p_solar_Brazil_BR983 | Brazil | 0.22089 | -29.25 | -55.25 | p_wind_Brazil_BR1095 | Brazil | 0.24058
-13.25 | -55.75 | p_solar_Brazil_BR1015 | Brazil | 0.20291 | -29.75 | -55.25 | p_wind_Brazil_BR1096 | Brazil | 0.24865
-14.25 | -55.75 | p_solar_Brazil_BR1017 | Brazil | 0.20888 | -30.25 | -55.25 | p_wind_Brazil_BR1097 | Brazil | 0.25162
-14.75 | -55.75 | p_solar_Brazil_BR1018 | Brazil | 0.21033 | -30.75 | -55.25 | p_wind_Brazil_BR1098 | Brazil | 0.25069
-15.25 | -55.75 | p_solar_Brazil_BR1019 | Brazil | 0.21042 | -29.25 | -54.75 | p_wind_Brazil_BR1155 | Brazil | 0.22766
-15.75 | -55.75 | p_solar_Brazil_BR1020 | Brazil | 0.20926 | -29.75 | -54.75 | p_wind_Brazil_BR1156 | Brazil | 0.22711
-16.25 | -55.75 | p_solar_Brazil_BR1021 | Brazil | 0.20729 | -30.25 | -54.75 | p_wind_Brazil_BR1157 | Brazil | 0.23845
-16.75 | -55.75 | p_solar_Brazil_BR1022 | Brazil | 0.20503 | -30.75 | -54.75 | p_wind_Brazil_BR1158 | Brazil | 0.24066
-17.25 | -55.75 | p_solar_Brazil_BR1023 | Brazil | 0.20316 | -31.25 | -54.75 | p_wind_Brazil_BR1159 | Brazil | 0.23545
-17.75 | -55.75 | p_solar_Brazil_BR1024 | Brazil | 0.2029 | -29.75 | -54.25 | p_wind_Brazil_BR1219 | Brazil | 0.21624
-18.25 | -55.75 | p_solar_Brazil_BR1025 | Brazil | 0.20374 | -30.25 | -54.25 | p_wind_Brazil_BR1220 | Brazil | 0.23515
-18.75 | -55.75 | p_solar_Brazil_BR1026 | Brazil | 0.20536 | -30.75 | -54.25 | p_wind_Brazil_BR1221 | Brazil | 0.24672
-19.25 | -55.75 | p_solar_Brazil_BR1027 | Brazil | 0.20746 | -31.25 | -54.25 | p_wind_Brazil_BR1222 | Brazil | 0.24391
-19.75 | -55.75 | p_solar_Brazil_BR1028 | Brazil | 0.2106 | -31.75 | -54.25 | p_wind_Brazil_BR1223 | Brazil | 0.23314
-20.25 | -55.75 | p_solar_Brazil_BR1029 | Brazil | 0.21366 | -30.25 | -53.75 | p_wind_Brazil_BR1287 | Brazil | 0.21196
-20.75 | -55.75 | p_solar_Brazil_BR1030 | Brazil | 0.21513 | -30.75 | -53.75 | p_wind_Brazil_BR1288 | Brazil | 0.23349
-21.25 | -55.75 | p_solar_Brazil_BR1031 | Brazil | 0.21626 | -31.25 | -53.75 | p_wind_Brazil_BR1289 | Brazil | 0.23837
-21.75 | -55.75 | p_solar_Brazil_BR1032 | Brazil | 0.2173 | -31.75 | -53.75 | p_wind_Brazil_BR1290 | Brazil | 0.24401
-22.25 | -55.75 | p_solar_Brazil_BR1033 | Brazil | 0.21787 | -31.25 | -53.25 | p_wind_Brazil_BR1358 | Brazil | 0.24607
-30.25 | -55.75 | p_solar_Brazil_BR1038 | Brazil | 0.21933 | -31.75 | -53.25 | p_wind_Brazil_BR1359 | Brazil | 0.26345
-30.75 | -55.75 | p_solar_Brazil_BR1039 | Brazil | 0.22015 | -32.25 | -53.25 | p_wind_Brazil_BR1360 | Brazil | 0.30607
-13.75 | -55.25 | p_solar_Brazil_BR1072 | Brazil | 0.20713 | -33.25 | -53.25 | p_wind_Brazil_BR1361 | Brazil | 0.39422
-14.25 | -55.25 | p_solar_Brazil_BR1073 | Brazil | 0.20949 | -31.25 | -52.75 | p_wind_Brazil_BR1429 | Brazil | 0.28497
-14.75 | -55.25 | p_solar_Brazil_BR1074 | Brazil | 0.21147 | -31.75 | -52.75 | p_wind_Brazil_BR1430 | Brazil | 0.30666
-15.25 | -55.25 | p_solar_Brazil_BR1075 | Brazil | 0.21335 | -32.25 | -52.75 | p_wind_Brazil_BR1431 | Brazil | 0.36173
-15.75 | -55.25 | p_solar_Brazil_BR1076 | Brazil | 0.21316 | -32.75 | -52.75 | p_wind_Brazil_BR1432 | Brazil | 0.41898
-16.25 | -55.25 | p_solar_Brazil_BR1077 | Brazil | 0.2104 | -33.25 | -52.75 | p_wind_Brazil_BR1433 | Brazil | 0.43211
-16.75 | -55.25 | p_solar_Brazil_BR1078 | Brazil | 0.20768 | -30.75 | -52.25 | p_wind_Brazil_BR1501 | Brazil | 0.2949
-17.25 | -55.25 | p_solar_Brazil_BR1079 | Brazil | 0.20603 | -31.25 | -52.25 | p_wind_Brazil_BR1502 | Brazil | 0.32986
-17.75 | -55.25 | p_solar_Brazil_BR1080 | Brazil | 0.2056 | -31.75 | -52.25 | p_wind_Brazil_BR1503 | Brazil | 0.35945
-18.25 | -55.25 | p_solar_Brazil_BR1081 | Brazil | 0.20629 | -32.25 | -52.25 | p_wind_Brazil_BR1504 | Brazil | 0.40665
-18.75 | -55.25 | p_solar_Brazil_BR1082 | Brazil | 0.20829 | -30.75 | -51.75 | p_wind_Brazil_BR1574 | Brazil | 0.32853
-19.25 | -55.25 | p_solar_Brazil_BR1083 | Brazil | 0.21079 | -31.25 | -51.75 | p_wind_Brazil_BR1575 | Brazil | 0.3721
-19.75 | -55.25 | p_solar_Brazil_BR1084 | Brazil | 0.21335 | -31.75 | -51.75 | p_wind_Brazil_BR1576 | Brazil | 0.40665
-20.25 | -55.25 | p_solar_Brazil_BR1085 | Brazil | 0.21559 | 3.75 | -51.25 | p_wind_Brazil_BR1577 | Brazil | 0.11175
-20.75 | -55.25 | p_solar_Brazil_BR1086 | Brazil | 0.21702 | 3.25 | -51.25 | p_wind_Brazil_BR1578 | Brazil | 0.095541
-21.25 | -55.25 | p_solar_Brazil_BR1087 | Brazil | 0.21782 | 2.75 | -51.25 | p_wind_Brazil_BR1579 | Brazil | 0.11255
-21.75 | -55.25 | p_solar_Brazil_BR1088 | Brazil | 0.21799 | -30.75 | -51.25 | p_wind_Brazil_BR1646 | Brazil | 0.3731
-22.25 | -55.25 | p_solar_Brazil_BR1089 | Brazil | 0.21863 | -31.25 | -51.25 | p_wind_Brazil_BR1647 | Brazil | 0.41887
-22.75 | -55.25 | p_solar_Brazil_BR1090 | Brazil | 0.2191 | 2.25 | -50.75 | p_wind_Brazil_BR1648 | Brazil | 0.13625
-23.25 | -55.25 | p_solar_Brazil_BR1091 | Brazil | 0.21893 | -30.25 | -50.75 | p_wind_Brazil_BR1712 | Brazil | 0.32297
-23.75 | -55.25 | p_solar_Brazil_BR1092 | Brazil | 0.21809 | -30.75 | -50.75 | p_wind_Brazil_BR1713 | Brazil | 0.42239
-13.75 | -54.75 | p_solar_Brazil_BR1131 | Brazil | 0.20779 | 1.75 | -50.25 | p_wind_Brazil_BR1714 | Brazil | 0.12773
-14.25 | -54.75 | p_solar_Brazil_BR1132 | Brazil | 0.20985 | 1.25 | -50.25 | p_wind_Brazil_BR1715 | Brazil | 0.11033
-14.75 | -54.75 | p_solar_Brazil_BR1133 | Brazil | 0.21248 | 0.75 | -50.25 | p_wind_Brazil_BR1716 | Brazil | 0.11795
-15.25 | -54.75 | p_solar_Brazil_BR1134 | Brazil | 0.21526 | -30.25 | -50.25 | p_wind_Brazil_BR1777 | Brazil | 0.37987
-15.75 | -54.75 | p_solar_Brazil_BR1135 | Brazil | 0.21553 | 0.25 | -49.75 | p_wind_Brazil_BR1778 | Brazil | 0.15764
-16.25 | -54.75 | p_solar_Brazil_BR1136 | Brazil | 0.21284 | -0.25 | -49.25 | p_wind_Brazil_BR1838 | Brazil | 0.15085
-16.75 | -54.75 | p_solar_Brazil_BR1137 | Brazil | 0.21086 | -0.25 | -48.75 | p_wind_Brazil_BR1896 | Brazil | 0.28018
-17.25 | -54.75 | p_solar_Brazil_BR1138 | Brazil | 0.21063 | -0.75 | -48.75 | p_wind_Brazil_BR1897 | Brazil | 0.19299
-17.75 | -54.75 | p_solar_Brazil_BR1139 | Brazil | 0.21042 | -0.75 | -47.75 | p_wind_Brazil_BR2001 | Brazil | 0.23798
-18.25 | -54.75 | p_solar_Brazil_BR1140 | Brazil | 0.2104 | -1.25 | -47.75 | p_wind_Brazil_BR2002 | Brazil | 0.11241
-18.75 | -54.75 | p_solar_Brazil_BR1141 | Brazil | 0.21187 | -0.75 | -47.25 | p_wind_Brazil_BR2050 | Brazil | 0.239
-19.25 | -54.75 | p_solar_Brazil_BR1142 | Brazil | 0.21433 | -1.25 | -47.25 | p_wind_Brazil_BR2051 | Brazil | 0.12037
-19.75 | -54.75 | p_solar_Brazil_BR1143 | Brazil | 0.2164 | -1.25 | -46.75 | p_wind_Brazil_BR2098 | Brazil | 0.1183
-20.25 | -54.75 | p_solar_Brazil_BR1144 | Brazil | 0.21835 | -1.25 | -46.25 | p_wind_Brazil_BR2144 | Brazil | 0.12793
-20.75 | -54.75 | p_solar_Brazil_BR1145 | Brazil | 0.21953 | -1.75 | -44.75 | p_wind_Brazil_BR2278 | Brazil | 0.19165
-21.25 | -54.75 | p_solar_Brazil_BR1146 | Brazil | 0.21896 | -2.75 | -43.25 | p_wind_Brazil_BR2403 | Brazil | 0.19647
-21.75 | -54.75 | p_solar_Brazil_BR1147 | Brazil | 0.21797 | -2.75 | -42.75 | p_wind_Brazil_BR2444 | Brazil | 0.2489
-22.25 | -54.75 | p_solar_Brazil_BR1148 | Brazil | 0.21851 | -22.75 | -42.75 | p_wind_Brazil_BR2484 | Brazil | 0.15281
-22.75 | -54.75 | p_solar_Brazil_BR1149 | Brazil | 0.21926 | -3.25 | -42.25 | p_wind_Brazil_BR2485 | Brazil | 0.18131
-23.25 | -54.75 | p_solar_Brazil_BR1150 | Brazil | 0.21923 | -22.75 | -42.25 | p_wind_Brazil_BR2524 | Brazil | 0.21631
-23.75 | -54.75 | p_solar_Brazil_BR1151 | Brazil | 0.21908 | -3.25 | -41.75 | p_wind_Brazil_BR2525 | Brazil | 0.23375
-13.75 | -54.25 | p_solar_Brazil_BR1191 | Brazil | 0.2084 | -3.25 | -41.25 | p_wind_Brazil_BR2564 | Brazil | 0.27058
-14.25 | -54.25 | p_solar_Brazil_BR1192 | Brazil | 0.21043 | -3.25 | -40.75 | p_wind_Brazil_BR2602 | Brazil | 0.26555
-14.75 | -54.25 | p_solar_Brazil_BR1193 | Brazil | 0.21315 | -8.25 | -40.75 | p_wind_Brazil_BR2612 | Brazil | 0.36596
-15.25 | -54.25 | p_solar_Brazil_BR1194 | Brazil | 0.21545 | -8.75 | -40.75 | p_wind_Brazil_BR2613 | Brazil | 0.37311
-15.75 | -54.25 | p_solar_Brazil_BR1195 | Brazil | 0.21559 | -3.25 | -40.25 | p_wind_Brazil_BR2638 | Brazil | 0.30405
-16.25 | -54.25 | p_solar_Brazil_BR1196 | Brazil | 0.21412 | -7.75 | -40.25 | p_wind_Brazil_BR2647 | Brazil | 0.31095
-16.75 | -54.25 | p_solar_Brazil_BR1197 | Brazil | 0.21427 | -8.25 | -40.25 | p_wind_Brazil_BR2648 | Brazil | 0.33431
-17.25 | -54.25 | p_solar_Brazil_BR1198 | Brazil | 0.21619 | -8.75 | -40.25 | p_wind_Brazil_BR2649 | Brazil | 0.34832
-17.75 | -54.25 | p_solar_Brazil_BR1199 | Brazil | 0.21604 | -9.25 | -40.25 | p_wind_Brazil_BR2650 | Brazil | 0.36228
-18.25 | -54.25 | p_solar_Brazil_BR1200 | Brazil | 0.21481 | -9.75 | -40.25 | p_wind_Brazil_BR2651 | Brazil | 0.35817
-18.75 | -54.25 | p_solar_Brazil_BR1201 | Brazil | 0.21507 | -10.25 | -40.25 | p_wind_Brazil_BR2652 | Brazil | 0.31718
-19.25 | -54.25 | p_solar_Brazil_BR1202 | Brazil | 0.21709 | -10.75 | -40.25 | p_wind_Brazil_BR2653 | Brazil | 0.26891
-19.75 | -54.25 | p_solar_Brazil_BR1203 | Brazil | 0.219 | -20.25 | -40.25 | p_wind_Brazil_BR2672 | Brazil | 0.2335
-20.25 | -54.25 | p_solar_Brazil_BR1204 | Brazil | 0.22112 | -3.25 | -39.75 | p_wind_Brazil_BR2673 | Brazil | 0.35403
-20.75 | -54.25 | p_solar_Brazil_BR1205 | Brazil | 0.22166 | -3.75 | -39.75 | p_wind_Brazil_BR2674 | Brazil | 0.29503
-21.25 | -54.25 | p_solar_Brazil_BR1206 | Brazil | 0.21947 | -5.75 | -39.75 | p_wind_Brazil_BR2678 | Brazil | 0.27352
-21.75 | -54.25 | p_solar_Brazil_BR1207 | Brazil | 0.2179 | -6.25 | -39.75 | p_wind_Brazil_BR2679 | Brazil | 0.24686
-22.25 | -54.25 | p_solar_Brazil_BR1208 | Brazil | 0.21845 | -7.75 | -39.75 | p_wind_Brazil_BR2682 | Brazil | 0.2647
-22.75 | -54.25 | p_solar_Brazil_BR1209 | Brazil | 0.21926 | -8.25 | -39.75 | p_wind_Brazil_BR2683 | Brazil | 0.30383
-23.25 | -54.25 | p_solar_Brazil_BR1210 | Brazil | 0.21948 | -8.75 | -39.75 | p_wind_Brazil_BR2684 | Brazil | 0.33786
-23.75 | -54.25 | p_solar_Brazil_BR1211 | Brazil | 0.22 | -9.25 | -39.75 | p_wind_Brazil_BR2685 | Brazil | 0.35592
-13.75 | -53.75 | p_solar_Brazil_BR1256 | Brazil | 0.20943 | -9.75 | -39.75 | p_wind_Brazil_BR2686 | Brazil | 0.3543
-14.25 | -53.75 | p_solar_Brazil_BR1257 | Brazil | 0.21054 | -10.25 | -39.75 | p_wind_Brazil_BR2687 | Brazil | 0.32344
-14.75 | -53.75 | p_solar_Brazil_BR1258 | Brazil | 0.2123 | -10.75 | -39.75 | p_wind_Brazil_BR2688 | Brazil | 0.28601
-15.25 | -53.75 | p_solar_Brazil_BR1259 | Brazil | 0.21428 | -17.75 | -39.75 | p_wind_Brazil_BR2702 | Brazil | 0.18153
-15.75 | -53.75 | p_solar_Brazil_BR1260 | Brazil | 0.21563 | -18.25 | -39.75 | p_wind_Brazil_BR2703 | Brazil | 0.19375
-16.25 | -53.75 | p_solar_Brazil_BR1261 | Brazil | 0.21598 | -18.75 | -39.75 | p_wind_Brazil_BR2704 | Brazil | 0.20418
-16.75 | -53.75 | p_solar_Brazil_BR1262 | Brazil | 0.21757 | -19.25 | -39.75 | p_wind_Brazil_BR2705 | Brazil | 0.20418
-17.25 | -53.75 | p_solar_Brazil_BR1263 | Brazil | 0.21933 | -3.25 | -39.25 | p_wind_Brazil_BR2706 | Brazil | 0.39497
-17.75 | -53.75 | p_solar_Brazil_BR1264 | Brazil | 0.2179 | -3.75 | -39.25 | p_wind_Brazil_BR2707 | Brazil | 0.31371
-18.25 | -53.75 | p_solar_Brazil_BR1265 | Brazil | 0.21641 | -4.25 | -39.25 | p_wind_Brazil_BR2708 | Brazil | 0.27522
-18.75 | -53.75 | p_solar_Brazil_BR1266 | Brazil | 0.21709 | -4.75 | -39.25 | p_wind_Brazil_BR2709 | Brazil | 0.27851
-19.25 | -53.75 | p_solar_Brazil_BR1267 | Brazil | 0.21887 | -5.25 | -39.25 | p_wind_Brazil_BR2710 | Brazil | 0.26633
-19.75 | -53.75 | p_solar_Brazil_BR1268 | Brazil | 0.22025 | -5.75 | -39.25 | p_wind_Brazil_BR2711 | Brazil | 0.23988
-20.25 | -53.75 | p_solar_Brazil_BR1269 | Brazil | 0.22162 | -8.25 | -39.25 | p_wind_Brazil_BR2716 | Brazil | 0.28745
-20.75 | -53.75 | p_solar_Brazil_BR1270 | Brazil | 0.22173 | -8.75 | -39.25 | p_wind_Brazil_BR2717 | Brazil | 0.33797
-21.25 | -53.75 | p_solar_Brazil_BR1271 | Brazil | 0.21958 | -9.25 | -39.25 | p_wind_Brazil_BR2718 | Brazil | 0.35602
-21.75 | -53.75 | p_solar_Brazil_BR1272 | Brazil | 0.2179 | -9.75 | -39.25 | p_wind_Brazil_BR2719 | Brazil | 0.35
-22.25 | -53.75 | p_solar_Brazil_BR1273 | Brazil | 0.21814 | -10.25 | -39.25 | p_wind_Brazil_BR2720 | Brazil | 0.3294
-22.75 | -53.75 | p_solar_Brazil_BR1274 | Brazil | 0.21887 | -10.75 | -39.25 | p_wind_Brazil_BR2721 | Brazil | 0.3088
-23.25 | -53.75 | p_solar_Brazil_BR1275 | Brazil | 0.21971 | -12.75 | -39.25 | p_wind_Brazil_BR2725 | Brazil | 0.18795
-23.75 | -53.75 | p_solar_Brazil_BR1276 | Brazil | 0.22052 | -13.25 | -39.25 | p_wind_Brazil_BR2726 | Brazil | 0.18879
-31.75 | -53.75 | p_solar_Brazil_BR1290 | Brazil | 0.21575 | -13.75 | -39.25 | p_wind_Brazil_BR2727 | Brazil | 0.15936
-13.25 | -53.25 | p_solar_Brazil_BR1322 | Brazil | 0.20732 | -14.25 | -39.25 | p_wind_Brazil_BR2728 | Brazil | 0.13701
-13.75 | -53.25 | p_solar_Brazil_BR1323 | Brazil | 0.21034 | -14.75 | -39.25 | p_wind_Brazil_BR2729 | Brazil | 0.1434
-14.25 | -53.25 | p_solar_Brazil_BR1324 | Brazil | 0.21086 | -15.25 | -39.25 | p_wind_Brazil_BR2730 | Brazil | 0.15316
-14.75 | -53.25 | p_solar_Brazil_BR1325 | Brazil | 0.21184 | -15.75 | -39.25 | p_wind_Brazil_BR2731 | Brazil | 0.15354
-15.25 | -53.25 | p_solar_Brazil_BR1326 | Brazil | 0.21311 | -16.25 | -39.25 | p_wind_Brazil_BR2732 | Brazil | 0.15638
-15.75 | -53.25 | p_solar_Brazil_BR1327 | Brazil | 0.21411 | -16.75 | -39.25 | p_wind_Brazil_BR2733 | Brazil | 0.18586
-16.25 | -53.25 | p_solar_Brazil_BR1328 | Brazil | 0.21601 | -17.25 | -39.25 | p_wind_Brazil_BR2734 | Brazil | 0.22477
-16.75 | -53.25 | p_solar_Brazil_BR1329 | Brazil | 0.21799 | -17.75 | -39.25 | p_wind_Brazil_BR2735 | Brazil | 0.24575
-17.25 | -53.25 | p_solar_Brazil_BR1330 | Brazil | 0.2199 | -3.75 | -38.75 | p_wind_Brazil_BR2736 | Brazil | 0.33502
-17.75 | -53.25 | p_solar_Brazil_BR1331 | Brazil | 0.22106 | -4.25 | -38.75 | p_wind_Brazil_BR2737 | Brazil | 0.27077
-18.25 | -53.25 | p_solar_Brazil_BR1332 | Brazil | 0.22165 | -4.75 | -38.75 | p_wind_Brazil_BR2738 | Brazil | 0.27318
-18.75 | -53.25 | p_solar_Brazil_BR1333 | Brazil | 0.22202 | -5.25 | -38.75 | p_wind_Brazil_BR2739 | Brazil | 0.27338
-19.25 | -53.25 | p_solar_Brazil_BR1334 | Brazil | 0.2222 | -5.75 | -38.75 | p_wind_Brazil_BR2740 | Brazil | 0.2505
-19.75 | -53.25 | p_solar_Brazil_BR1335 | Brazil | 0.22226 | -8.25 | -38.75 | p_wind_Brazil_BR2745 | Brazil | 0.27887
-20.25 | -53.25 | p_solar_Brazil_BR1336 | Brazil | 0.22254 | -8.75 | -38.75 | p_wind_Brazil_BR2746 | Brazil | 0.32359
-20.75 | -53.25 | p_solar_Brazil_BR1337 | Brazil | 0.22217 | -9.25 | -38.75 | p_wind_Brazil_BR2747 | Brazil | 0.35177
-21.25 | -53.25 | p_solar_Brazil_BR1338 | Brazil | 0.22045 | -9.75 | -38.75 | p_wind_Brazil_BR2748 | Brazil | 0.34439
-21.75 | -53.25 | p_solar_Brazil_BR1339 | Brazil | 0.21946 | -10.25 | -38.75 | p_wind_Brazil_BR2749 | Brazil | 0.32108
-22.25 | -53.25 | p_solar_Brazil_BR1340 | Brazil | 0.21941 | -10.75 | -38.75 | p_wind_Brazil_BR2750 | Brazil | 0.29503
-22.75 | -53.25 | p_solar_Brazil_BR1341 | Brazil | 0.21975 | -11.75 | -38.75 | p_wind_Brazil_BR2752 | Brazil | 0.24135
-23.25 | -53.25 | p_solar_Brazil_BR1342 | Brazil | 0.22069 | -12.25 | -38.75 | p_wind_Brazil_BR2753 | Brazil | 0.20508
-23.75 | -53.25 | p_solar_Brazil_BR1343 | Brazil | 0.22206 | -4.25 | -38.25 | p_wind_Brazil_BR2754 | Brazil | 0.32473
-31.75 | -53.25 | p_solar_Brazil_BR1359 | Brazil | 0.21395 | -4.75 | -38.25 | p_wind_Brazil_BR2755 | Brazil | 0.3086
-32.25 | -53.25 | p_solar_Brazil_BR1360 | Brazil | 0.21447 | -5.25 | -38.25 | p_wind_Brazil_BR2756 | Brazil | 0.29626
-13.25 | -52.75 | p_solar_Brazil_BR1393 | Brazil | 0.20688 | -8.25 | -38.25 | p_wind_Brazil_BR2762 | Brazil | 0.28093
-13.75 | -52.75 | p_solar_Brazil_BR1394 | Brazil | 0.20943 | -8.75 | -38.25 | p_wind_Brazil_BR2763 | Brazil | 0.31917
-14.25 | -52.75 | p_solar_Brazil_BR1395 | Brazil | 0.20999 | -9.25 | -38.25 | p_wind_Brazil_BR2764 | Brazil | 0.33354
-14.75 | -52.75 | p_solar_Brazil_BR1396 | Brazil | 0.21134 | -9.75 | -38.25 | p_wind_Brazil_BR2765 | Brazil | 0.32304
-15.25 | -52.75 | p_solar_Brazil_BR1397 | Brazil | 0.21328 | -10.25 | -38.25 | p_wind_Brazil_BR2766 | Brazil | 0.30173
-15.75 | -52.75 | p_solar_Brazil_BR1398 | Brazil | 0.21407 | -10.75 | -38.25 | p_wind_Brazil_BR2767 | Brazil | 0.27864
-16.25 | -52.75 | p_solar_Brazil_BR1399 | Brazil | 0.21593 | -11.25 | -38.25 | p_wind_Brazil_BR2768 | Brazil | 0.25007
-16.75 | -52.75 | p_solar_Brazil_BR1400 | Brazil | 0.21812 | -11.75 | -38.25 | p_wind_Brazil_BR2769 | Brazil | 0.21823
-17.25 | -52.75 | p_solar_Brazil_BR1401 | Brazil | 0.21988 | -12.25 | -38.25 | p_wind_Brazil_BR2770 | Brazil | 0.18833
-17.75 | -52.75 | p_solar_Brazil_BR1402 | Brazil | 0.22151 | -12.75 | -38.25 | p_wind_Brazil_BR2771 | Brazil | 0.19566
-18.25 | -52.75 | p_solar_Brazil_BR1403 | Brazil | 0.22286 | -4.75 | -37.75 | p_wind_Brazil_BR2772 | Brazil | 0.37923
-18.75 | -52.75 | p_solar_Brazil_BR1404 | Brazil | 0.22364 | -5.25 | -37.75 | p_wind_Brazil_BR2773 | Brazil | 0.32643
-19.25 | -52.75 | p_solar_Brazil_BR1405 | Brazil | 0.22301 | -5.75 | -37.75 | p_wind_Brazil_BR2774 | Brazil | 0.28312
-19.75 | -52.75 | p_solar_Brazil_BR1406 | Brazil | 0.22264 | -8.75 | -37.75 | p_wind_Brazil_BR2780 | Brazil | 0.30433
-20.25 | -52.75 | p_solar_Brazil_BR1407 | Brazil | 0.22267 | -9.25 | -37.75 | p_wind_Brazil_BR2781 | Brazil | 0.3129
-20.75 | -52.75 | p_solar_Brazil_BR1408 | Brazil | 0.2217 | -9.75 | -37.75 | p_wind_Brazil_BR2782 | Brazil | 0.31145
-21.25 | -52.75 | p_solar_Brazil_BR1409 | Brazil | 0.21995 | -10.25 | -37.75 | p_wind_Brazil_BR2783 | Brazil | 0.2943
-21.75 | -52.75 | p_solar_Brazil_BR1410 | Brazil | 0.2193 | -10.75 | -37.75 | p_wind_Brazil_BR2784 | Brazil | 0.27292
-22.25 | -52.75 | p_solar_Brazil_BR1411 | Brazil | 0.21997 | -11.25 | -37.75 | p_wind_Brazil_BR2785 | Brazil | 0.25166
-22.75 | -52.75 | p_solar_Brazil_BR1412 | Brazil | 0.22105 | -11.75 | -37.75 | p_wind_Brazil_BR2786 | Brazil | 0.23054
-23.25 | -52.75 | p_solar_Brazil_BR1413 | Brazil | 0.2216 | -5.25 | -37.25 | p_wind_Brazil_BR2787 | Brazil | 0.36047
-23.75 | -52.75 | p_solar_Brazil_BR1414 | Brazil | 0.22236 | -5.75 | -37.25 | p_wind_Brazil_BR2788 | Brazil | 0.31384
-31.75 | -52.75 | p_solar_Brazil_BR1430 | Brazil | 0.21258 | -9.25 | -37.25 | p_wind_Brazil_BR2795 | Brazil | 0.30663
-13.25 | -52.25 | p_solar_Brazil_BR1466 | Brazil | 0.20569 | -9.75 | -37.25 | p_wind_Brazil_BR2796 | Brazil | 0.30831
-13.75 | -52.25 | p_solar_Brazil_BR1467 | Brazil | 0.20704 | -10.25 | -37.25 | p_wind_Brazil_BR2797 | Brazil | 0.29636
-14.25 | -52.25 | p_solar_Brazil_BR1468 | Brazil | 0.20767 | -10.75 | -37.25 | p_wind_Brazil_BR2798 | Brazil | 0.2839
-14.75 | -52.25 | p_solar_Brazil_BR1469 | Brazil | 0.20946 | -11.25 | -37.25 | p_wind_Brazil_BR2799 | Brazil | 0.27691
-15.25 | -52.25 | p_solar_Brazil_BR1470 | Brazil | 0.21244 | -5.25 | -36.75 | p_wind_Brazil_BR2800 | Brazil | 0.39603
-15.75 | -52.25 | p_solar_Brazil_BR1471 | Brazil | 0.21435 | -5.75 | -36.75 | p_wind_Brazil_BR2801 | Brazil | 0.36889
-16.25 | -52.25 | p_solar_Brazil_BR1472 | Brazil | 0.21639 | -6.25 | -36.75 | p_wind_Brazil_BR2802 | Brazil | 0.37279
-16.75 | -52.25 | p_solar_Brazil_BR1473 | Brazil | 0.21851 | -6.75 | -36.75 | p_wind_Brazil_BR2803 | Brazil | 0.38479
-17.25 | -52.25 | p_solar_Brazil_BR1474 | Brazil | 0.22008 | -7.25 | -36.75 | p_wind_Brazil_BR2804 | Brazil | 0.37838
-17.75 | -52.25 | p_solar_Brazil_BR1475 | Brazil | 0.22119 | -9.25 | -36.75 | p_wind_Brazil_BR2808 | Brazil | 0.31035
-18.25 | -52.25 | p_solar_Brazil_BR1476 | Brazil | 0.22226 | -9.75 | -36.75 | p_wind_Brazil_BR2809 | Brazil | 0.30722
-18.75 | -52.25 | p_solar_Brazil_BR1477 | Brazil | 0.22341 | -10.25 | -36.75 | p_wind_Brazil_BR2810 | Brazil | 0.3027
-19.25 | -52.25 | p_solar_Brazil_BR1478 | Brazil | 0.22342 | -5.25 | -36.25 | p_wind_Brazil_BR2811 | Brazil | 0.42975
-19.75 | -52.25 | p_solar_Brazil_BR1479 | Brazil | 0.22311 | -5.75 | -36.25 | p_wind_Brazil_BR2812 | Brazil | 0.41742
-20.25 | -52.25 | p_solar_Brazil_BR1480 | Brazil | 0.22241 | -6.25 | -36.25 | p_wind_Brazil_BR2813 | Brazil | 0.42345
-20.75 | -52.25 | p_solar_Brazil_BR1481 | Brazil | 0.22107 | -6.75 | -36.25 | p_wind_Brazil_BR2814 | Brazil | 0.41866
-21.25 | -52.25 | p_solar_Brazil_BR1482 | Brazil | 0.21977 | -9.25 | -36.25 | p_wind_Brazil_BR2819 | Brazil | 0.29757
-21.75 | -52.25 | p_solar_Brazil_BR1483 | Brazil | 0.21984 | -9.75 | -36.25 | p_wind_Brazil_BR2820 | Brazil | 0.29726
-22.25 | -52.25 | p_solar_Brazil_BR1484 | Brazil | 0.22122 | -10.25 | -36.25 | p_wind_Brazil_BR2821 | Brazil | 0.30537
-22.75 | -52.25 | p_solar_Brazil_BR1485 | Brazil | 0.22273 | -5.75 | -35.75 | p_wind_Brazil_BR2823 | Brazil | 0.40586
-23.25 | -52.25 | p_solar_Brazil_BR1486 | Brazil | 0.22298 | -6.25 | -35.75 | p_wind_Brazil_BR2824 | Brazil | 0.38727
-24.25 | -52.25 | p_solar_Brazil_BR1488 | Brazil | 0.22293 | -6.75 | -35.75 | p_wind_Brazil_BR2825 | Brazil | 0.36833
-12.25 | -51.75 | p_solar_Brazil_BR1537 | Brazil | 0.20288 | -7.25 | -35.75 | p_wind_Brazil_BR2826 | Brazil | 0.34207
-12.75 | -51.75 | p_solar_Brazil_BR1538 | Brazil | 0.20349 | -7.75 | -35.75 | p_wind_Brazil_BR2827 | Brazil | 0.31407
-13.25 | -51.75 | p_solar_Brazil_BR1539 | Brazil | 0.20394 | -8.25 | -35.75 | p_wind_Brazil_BR2828 | Brazil | 0.27874
-13.75 | -51.75 | p_solar_Brazil_BR1540 | Brazil | 0.20432 | -8.75 | -35.75 | p_wind_Brazil_BR2829 | Brazil | 0.25656
-14.25 | -51.75 | p_solar_Brazil_BR1541 | Brazil | 0.20508 | -9.25 | -35.75 | p_wind_Brazil_BR2830 | Brazil | 0.26676
-14.75 | -51.75 | p_solar_Brazil_BR1542 | Brazil | 0.20709 | -5.75 | -35.25 | p_wind_Brazil_BR2831 | Brazil | 0.4225
-15.25 | -51.75 | p_solar_Brazil_BR1543 | Brazil | 0.21069 | -6.25 | -35.25 | p_wind_Brazil_BR2832 | Brazil | 0.39312
-15.75 | -51.75 | p_solar_Brazil_BR1544 | Brazil | 0.21437 | -6.75 | -35.25 | p_wind_Brazil_BR2833 | Brazil | 0.36009
-16.25 | -51.75 | p_solar_Brazil_BR1545 | Brazil | 0.21714 | -7.25 | -35.25 | p_wind_Brazil_BR2834 | Brazil | 0.33229
-16.75 | -51.75 | p_solar_Brazil_BR1546 | Brazil | 0.21902 | -7.75 | -35.25 | p_wind_Brazil_BR2835 | Brazil | 0.30956
-17.25 | -51.75 | p_solar_Brazil_BR1547 | Brazil | 0.22026 | -8.25 | -35.25 | p_wind_Brazil_BR2836 | Brazil | 0.2761
-17.75 | -51.75 | p_solar_Brazil_BR1548 | Brazil | 0.2208 | -8.75 | -35.25 | p_wind_Brazil_BR2837 | Brazil | 0.25242
-18.25 | -51.75 | p_solar_Brazil_BR1549 | Brazil | 0.2212 | -48.25 | -75.25 | p_wind_Chile_CL1 | Chile | 0.40065
-18.75 | -51.75 | p_solar_Brazil_BR1550 | Brazil | 0.22198 | -49.25 | -75.25 | p_wind_Chile_CL2 | Chile | 0.48154
-19.25 | -51.75 | p_solar_Brazil_BR1551 | Brazil | 0.22307 | -49.75 | -75.25 | p_wind_Chile_CL3 | Chile | 0.58027
-19.75 | -51.75 | p_solar_Brazil_BR1552 | Brazil | 0.22333 | -50.25 | -75.25 | p_wind_Chile_CL4 | Chile | 0.60964
-20.25 | -51.75 | p_solar_Brazil_BR1553 | Brazil | 0.22203 | -50.75 | -75.25 | p_wind_Chile_CL5 | Chile | 0.63965
-20.75 | -51.75 | p_solar_Brazil_BR1554 | Brazil | 0.22084 | -46.25 | -74.75 | p_wind_Chile_CL6 | Chile | 0.4283
-21.25 | -51.75 | p_solar_Brazil_BR1555 | Brazil | 0.22043 | -49.25 | -74.75 | p_wind_Chile_CL9 | Chile | 0.3772
-21.75 | -51.75 | p_solar_Brazil_BR1556 | Brazil | 0.22135 | -49.75 | -74.75 | p_wind_Chile_CL10 | Chile | 0.47598
-22.25 | -51.75 | p_solar_Brazil_BR1557 | Brazil | 0.22295 | -50.75 | -74.75 | p_wind_Chile_CL11 | Chile | 0.57367
-22.75 | -51.75 | p_solar_Brazil_BR1558 | Brazil | 0.22414 | -51.25 | -74.75 | p_wind_Chile_CL12 | Chile | 0.65376
-23.25 | -51.75 | p_solar_Brazil_BR1559 | Brazil | 0.22446 | -47.25 | -74.25 | p_wind_Chile_CL18 | Chile | 0.3516
-24.25 | -51.75 | p_solar_Brazil_BR1561 | Brazil | 0.22258 | -47.75 | -74.25 | p_wind_Chile_CL19 | Chile | 0.30731
-12.75 | -51.25 | p_solar_Brazil_BR1610 | Brazil | 0.20144 | -50.25 | -74.25 | p_wind_Chile_CL22 | Chile | 0.44491
-13.25 | -51.25 | p_solar_Brazil_BR1611 | Brazil | 0.20231 | -50.75 | -74.25 | p_wind_Chile_CL23 | Chile | 0.50556
-13.75 | -51.25 | p_solar_Brazil_BR1612 | Brazil | 0.20308 | -51.25 | -74.25 | p_wind_Chile_CL24 | Chile | 0.59402
-14.25 | -51.25 | p_solar_Brazil_BR1613 | Brazil | 0.20483 | -41.25 | -73.75 | p_wind_Chile_CL26 | Chile | 0.27849
-15.75 | -51.25 | p_solar_Brazil_BR1616 | Brazil | 0.21439 | -42.75 | -73.75 | p_wind_Chile_CL28 | Chile | 0.29245
-16.25 | -51.25 | p_solar_Brazil_BR1617 | Brazil | 0.21789 | -52.25 | -73.75 | p_wind_Chile_CL43 | Chile | 0.57571
-16.75 | -51.25 | p_solar_Brazil_BR1618 | Brazil | 0.21936 | -37.25 | -73.25 | p_wind_Chile_CL44 | Chile | 0.3078
-17.25 | -51.25 | p_solar_Brazil_BR1619 | Brazil | 0.21944 | -38.75 | -73.25 | p_wind_Chile_CL47 | Chile | 0.27649
-17.75 | -51.25 | p_solar_Brazil_BR1620 | Brazil | 0.22002 | -40.25 | -73.25 | p_wind_Chile_CL49 | Chile | 0.2439
-18.25 | -51.25 | p_solar_Brazil_BR1621 | Brazil | 0.22055 | -41.25 | -73.25 | p_wind_Chile_CL51 | Chile | 0.22217
-18.75 | -51.25 | p_solar_Brazil_BR1622 | Brazil | 0.22045 | -36.25 | -72.75 | p_wind_Chile_CL66 | Chile | 0.254
-19.25 | -51.25 | p_solar_Brazil_BR1623 | Brazil | 0.22086 | -36.75 | -72.75 | p_wind_Chile_CL67 | Chile | 0.21788
-19.75 | -51.25 | p_solar_Brazil_BR1624 | Brazil | 0.22196 | -37.25 | -72.75 | p_wind_Chile_CL68 | Chile | 0.23284
-20.25 | -51.25 | p_solar_Brazil_BR1625 | Brazil | 0.22238 | -43.25 | -72.75 | p_wind_Chile_CL79 | Chile | 0.20235
-20.75 | -51.25 | p_solar_Brazil_BR1626 | Brazil | 0.22196 | -53.25 | -72.75 | p_wind_Chile_CL94 | Chile | 0.55226
-21.25 | -51.25 | p_solar_Brazil_BR1627 | Brazil | 0.22181 | -53.75 | -72.75 | p_wind_Chile_CL95 | Chile | 0.61845
-21.75 | -51.25 | p_solar_Brazil_BR1628 | Brazil | 0.22251 | -35.25 | -72.25 | p_wind_Chile_CL96 | Chile | 0.27029
-22.25 | -51.25 | p_solar_Brazil_BR1629 | Brazil | 0.2238 | -35.75 | -72.25 | p_wind_Chile_CL97 | Chile | 0.21869
-22.75 | -51.25 | p_solar_Brazil_BR1630 | Brazil | 0.22455 | -52.25 | -71.75 | p_wind_Chile_CL141 | Chile | 0.60031
-23.75 | -51.25 | p_solar_Brazil_BR1632 | Brazil | 0.22614 | -52.75 | -71.75 | p_wind_Chile_CL142 | Chile | 0.57414
-13.75 | -50.75 | p_solar_Brazil_BR1679 | Brazil | 0.20613 | -53.75 | -71.75 | p_wind_Chile_CL143 | Chile | 0.55345
-16.25 | -50.75 | p_solar_Brazil_BR1684 | Brazil | 0.21845 | -54.25 | -71.75 | p_wind_Chile_CL144 | Chile | 0.61625
-16.75 | -50.75 | p_solar_Brazil_BR1685 | Brazil | 0.21987 | -52.25 | -71.25 | p_wind_Chile_CL167 | Chile | 0.60597
-17.25 | -50.75 | p_solar_Brazil_BR1686 | Brazil | 0.21974 | -52.75 | -71.25 | p_wind_Chile_CL168 | Chile | 0.59511
-17.75 | -50.75 | p_solar_Brazil_BR1687 | Brazil | 0.21946 | -53.25 | -71.25 | p_wind_Chile_CL169 | Chile | 0.56865
-18.25 | -50.75 | p_solar_Brazil_BR1688 | Brazil | 0.22001 | -53.75 | -71.25 | p_wind_Chile_CL170 | Chile | 0.54539
-18.75 | -50.75 | p_solar_Brazil_BR1689 | Brazil | 0.2199 | -52.25 | -70.75 | p_wind_Chile_CL190 | Chile | 0.59485
-19.25 | -50.75 | p_solar_Brazil_BR1690 | Brazil | 0.21967 | -54.25 | -70.75 | p_wind_Chile_CL191 | Chile | 0.49343
-19.75 | -50.75 | p_solar_Brazil_BR1691 | Brazil | 0.22074 | -52.25 | -70.25 | p_wind_Chile_CL214 | Chile | 0.5812
-20.25 | -50.75 | p_solar_Brazil_BR1692 | Brazil | 0.22192 | -52.75 | -70.25 | p_wind_Chile_CL215 | Chile | 0.58509
-20.75 | -50.75 | p_solar_Brazil_BR1693 | Brazil | 0.22225 | -53.25 | -70.25 | p_wind_Chile_CL216 | Chile | 0.57866
-21.25 | -50.75 | p_solar_Brazil_BR1694 | Brazil | 0.2226 | -54.25 | -70.25 | p_wind_Chile_CL217 | Chile | 0.46905
-21.75 | -50.75 | p_solar_Brazil_BR1695 | Brazil | 0.22346 | -54.75 | -70.25 | p_wind_Chile_CL218 | Chile | 0.48039
-22.25 | -50.75 | p_solar_Brazil_BR1696 | Brazil | 0.22396 | -52.25 | -69.75 | p_wind_Chile_CL242 | Chile | 0.57032
-22.75 | -50.75 | p_solar_Brazil_BR1697 | Brazil | 0.22418 | -53.25 | -69.75 | p_wind_Chile_CL243 | Chile | 0.57928
-23.75 | -50.75 | p_solar_Brazil_BR1699 | Brazil | 0.22574 | -53.75 | -69.75 | p_wind_Chile_CL244 | Chile | 0.55533
-16.25 | -50.25 | p_solar_Brazil_BR1749 | Brazil | 0.22025 | -54.75 | -69.75 | p_wind_Chile_CL245 | Chile | 0.46122
-16.75 | -50.25 | p_solar_Brazil_BR1750 | Brazil | 0.22083 | -55.25 | -69.75 | p_wind_Chile_CL246 | Chile | 0.59993
-17.25 | -50.25 | p_solar_Brazil_BR1751 | Brazil | 0.22024 | -52.75 | -69.25 | p_wind_Chile_CL267 | Chile | 0.57754
-17.75 | -50.25 | p_solar_Brazil_BR1752 | Brazil | 0.21908 | -53.25 | -69.25 | p_wind_Chile_CL268 | Chile | 0.57932
-18.25 | -50.25 | p_solar_Brazil_BR1753 | Brazil | 0.21896 | -54.75 | -69.25 | p_wind_Chile_CL271 | Chile | 0.45682
-18.75 | -50.25 | p_solar_Brazil_BR1754 | Brazil | 0.21918 | -52.75 | -68.75 | p_wind_Chile_CL288 | Chile | 0.58558
-19.25 | -50.25 | p_solar_Brazil_BR1755 | Brazil | 0.21902 | -53.25 | -68.75 | p_wind_Chile_CL289 | Chile | 0.58393
-19.75 | -50.25 | p_solar_Brazil_BR1756 | Brazil | 0.21987 | -54.75 | -68.75 | p_wind_Chile_CL292 | Chile | 0.46843
-20.25 | -50.25 | p_solar_Brazil_BR1757 | Brazil | 0.22091 | -55.25 | -68.75 | p_wind_Chile_CL293 | Chile | 0.55977
-20.75 | -50.25 | p_solar_Brazil_BR1758 | Brazil | 0.22145 | -55.25 | -67.75 | p_wind_Chile_CL303 | Chile | 0.58725
-21.25 | -50.25 | p_solar_Brazil_BR1759 | Brazil | 0.22227 | -55.25 | -67.25 | p_wind_Chile_CL305 | Chile | 0.60707
-21.75 | -50.25 | p_solar_Brazil_BR1760 | Brazil | 0.22321 | -20.75 | -62.25 | p_wind_Paraguay_PY1 | Paraguay | 0.42307
-22.25 | -50.25 | p_solar_Brazil_BR1761 | Brazil | 0.22341 | -21.25 | -62.25 | p_wind_Paraguay_PY2 | Paraguay | 0.40792
-22.75 | -50.25 | p_solar_Brazil_BR1762 | Brazil | 0.2234 | -21.75 | -62.25 | p_wind_Paraguay_PY3 | Paraguay | 0.39584
-23.25 | -50.25 | p_solar_Brazil_BR1763 | Brazil | 0.22401 | -22.25 | -62.25 | p_wind_Paraguay_PY4 | Paraguay | 0.39034
-23.75 | -50.25 | p_solar_Brazil_BR1764 | Brazil | 0.22438 | -19.75 | -61.75 | p_wind_Paraguay_PY5 | Paraguay | 0.39252
-15.75 | -49.75 | p_solar_Brazil_BR1810 | Brazil | 0.22059 | -20.25 | -61.75 | p_wind_Paraguay_PY6 | Paraguay | 0.40589
-16.25 | -49.75 | p_solar_Brazil_BR1811 | Brazil | 0.22204 | -20.75 | -61.75 | p_wind_Paraguay_PY7 | Paraguay | 0.40397
-16.75 | -49.75 | p_solar_Brazil_BR1812 | Brazil | 0.22204 | -21.25 | -61.75 | p_wind_Paraguay_PY8 | Paraguay | 0.3977
-17.25 | -49.75 | p_solar_Brazil_BR1813 | Brazil | 0.22132 | -21.75 | -61.75 | p_wind_Paraguay_PY9 | Paraguay | 0.39236
-17.75 | -49.75 | p_solar_Brazil_BR1814 | Brazil | 0.22015 | -22.25 | -61.75 | p_wind_Paraguay_PY10 | Paraguay | 0.38781
-18.25 | -49.75 | p_solar_Brazil_BR1815 | Brazil | 0.21948 | -22.75 | -61.75 | p_wind_Paraguay_PY11 | Paraguay | 0.38198
-18.75 | -49.75 | p_solar_Brazil_BR1816 | Brazil | 0.21942 | -19.75 | -61.25 | p_wind_Paraguay_PY12 | Paraguay | 0.33625
-19.25 | -49.75 | p_solar_Brazil_BR1817 | Brazil | 0.21906 | -20.25 | -61.25 | p_wind_Paraguay_PY13 | Paraguay | 0.34727
-19.75 | -49.75 | p_solar_Brazil_BR1818 | Brazil | 0.21918 | -20.75 | -61.25 | p_wind_Paraguay_PY14 | Paraguay | 0.348
-20.25 | -49.75 | p_solar_Brazil_BR1819 | Brazil | 0.21983 | -21.25 | -61.25 | p_wind_Paraguay_PY15 | Paraguay | 0.36503
-20.75 | -49.75 | p_solar_Brazil_BR1820 | Brazil | 0.22064 | -21.75 | -61.25 | p_wind_Paraguay_PY16 | Paraguay | 0.37742
-21.25 | -49.75 | p_solar_Brazil_BR1821 | Brazil | 0.22178 | -22.25 | -61.25 | p_wind_Paraguay_PY17 | Paraguay | 0.3798
-21.75 | -49.75 | p_solar_Brazil_BR1822 | Brazil | 0.22244 | -22.75 | -61.25 | p_wind_Paraguay_PY18 | Paraguay | 0.37047
-22.25 | -49.75 | p_solar_Brazil_BR1823 | Brazil | 0.22224 | -23.25 | -61.25 | p_wind_Paraguay_PY19 | Paraguay | 0.35729
-22.75 | -49.75 | p_solar_Brazil_BR1824 | Brazil | 0.22237 | -19.75 | -60.75 | p_wind_Paraguay_PY20 | Paraguay | 0.30591
-23.25 | -49.75 | p_solar_Brazil_BR1825 | Brazil | 0.22323 | -20.25 | -60.75 | p_wind_Paraguay_PY21 | Paraguay | 0.32282
-23.75 | -49.75 | p_solar_Brazil_BR1826 | Brazil | 0.22302 | -20.75 | -60.75 | p_wind_Paraguay_PY22 | Paraguay | 0.33704
-13.25 | -49.25 | p_solar_Brazil_BR1864 | Brazil | 0.20691 | -21.25 | -60.75 | p_wind_Paraguay_PY23 | Paraguay | 0.35271
-13.75 | -49.25 | p_solar_Brazil_BR1865 | Brazil | 0.2089 | -21.75 | -60.75 | p_wind_Paraguay_PY24 | Paraguay | 0.3631
-14.25 | -49.25 | p_solar_Brazil_BR1866 | Brazil | 0.21229 | -22.25 | -60.75 | p_wind_Paraguay_PY25 | Paraguay | 0.35744
-14.75 | -49.25 | p_solar_Brazil_BR1867 | Brazil | 0.2166 | -22.75 | -60.75 | p_wind_Paraguay_PY26 | Paraguay | 0.33815
-15.25 | -49.25 | p_solar_Brazil_BR1868 | Brazil | 0.22019 | -23.25 | -60.75 | p_wind_Paraguay_PY27 | Paraguay | 0.31056
-15.75 | -49.25 | p_solar_Brazil_BR1869 | Brazil | 0.22226 | -23.75 | -60.75 | p_wind_Paraguay_PY28 | Paraguay | 0.30025
-16.25 | -49.25 | p_solar_Brazil_BR1870 | Brazil | 0.2232 | -19.75 | -60.25 | p_wind_Paraguay_PY29 | Paraguay | 0.27241
-16.75 | -49.25 | p_solar_Brazil_BR1871 | Brazil | 0.22318 | -20.25 | -60.25 | p_wind_Paraguay_PY30 | Paraguay | 0.31602
-17.25 | -49.25 | p_solar_Brazil_BR1872 | Brazil | 0.22264 | -20.75 | -60.25 | p_wind_Paraguay_PY31 | Paraguay | 0.33847
-17.75 | -49.25 | p_solar_Brazil_BR1873 | Brazil | 0.22202 | -21.25 | -60.25 | p_wind_Paraguay_PY32 | Paraguay | 0.34812
-18.25 | -49.25 | p_solar_Brazil_BR1874 | Brazil | 0.22122 | -21.75 | -60.25 | p_wind_Paraguay_PY33 | Paraguay | 0.35318
-18.75 | -49.25 | p_solar_Brazil_BR1875 | Brazil | 0.22058 | -22.25 | -60.25 | p_wind_Paraguay_PY34 | Paraguay | 0.34525
-19.25 | -49.25 | p_solar_Brazil_BR1876 | Brazil | 0.21955 | -22.75 | -60.25 | p_wind_Paraguay_PY35 | Paraguay | 0.31913
-19.75 | -49.25 | p_solar_Brazil_BR1877 | Brazil | 0.21863 | -23.25 | -60.25 | p_wind_Paraguay_PY36 | Paraguay | 0.29341
-20.25 | -49.25 | p_solar_Brazil_BR1878 | Brazil | 0.21885 | -23.75 | -60.25 | p_wind_Paraguay_PY37 | Paraguay | 0.28553
-20.75 | -49.25 | p_solar_Brazil_BR1879 | Brazil | 0.21991 | -20.25 | -59.75 | p_wind_Paraguay_PY39 | Paraguay | 0.30982
-21.25 | -49.25 | p_solar_Brazil_BR1880 | Brazil | 0.22112 | -20.75 | -59.75 | p_wind_Paraguay_PY40 | Paraguay | 0.33426
-21.75 | -49.25 | p_solar_Brazil_BR1881 | Brazil | 0.22121 | -21.25 | -59.75 | p_wind_Paraguay_PY41 | Paraguay | 0.34209
-22.25 | -49.25 | p_solar_Brazil_BR1882 | Brazil | 0.22024 | -21.75 | -59.75 | p_wind_Paraguay_PY42 | Paraguay | 0.34426
-22.75 | -49.25 | p_solar_Brazil_BR1883 | Brazil | 0.22069 | -22.25 | -59.75 | p_wind_Paraguay_PY43 | Paraguay | 0.34031
-23.25 | -49.25 | p_solar_Brazil_BR1884 | Brazil | 0.22233 | -22.75 | -59.75 | p_wind_Paraguay_PY44 | Paraguay | 0.32272
-23.75 | -49.25 | p_solar_Brazil_BR1885 | Brazil | 0.2217 | -23.25 | -59.75 | p_wind_Paraguay_PY45 | Paraguay | 0.30732
-12.75 | -48.75 | p_solar_Brazil_BR1921 | Brazil | 0.20705 | -23.75 | -59.75 | p_wind_Paraguay_PY46 | Paraguay | 0.30129
-13.25 | -48.75 | p_solar_Brazil_BR1922 | Brazil | 0.20761 | -20.25 | -59.25 | p_wind_Paraguay_PY48 | Paraguay | 0.28986
-13.75 | -48.75 | p_solar_Brazil_BR1923 | Brazil | 0.20943 | -20.75 | -59.25 | p_wind_Paraguay_PY49 | Paraguay | 0.3152
-14.25 | -48.75 | p_solar_Brazil_BR1924 | Brazil | 0.21244 | -21.25 | -59.25 | p_wind_Paraguay_PY50 | Paraguay | 0.325
-14.75 | -48.75 | p_solar_Brazil_BR1925 | Brazil | 0.21697 | -21.75 | -59.25 | p_wind_Paraguay_PY51 | Paraguay | 0.32476
-15.25 | -48.75 | p_solar_Brazil_BR1926 | Brazil | 0.22134 | -22.25 | -59.25 | p_wind_Paraguay_PY52 | Paraguay | 0.33082
-15.75 | -48.75 | p_solar_Brazil_BR1927 | Brazil | 0.22427 | -22.75 | -59.25 | p_wind_Paraguay_PY53 | Paraguay | 0.33521
-16.25 | -48.75 | p_solar_Brazil_BR1928 | Brazil | 0.22494 | -23.25 | -59.25 | p_wind_Paraguay_PY54 | Paraguay | 0.33183
-16.75 | -48.75 | p_solar_Brazil_BR1929 | Brazil | 0.22442 | -21.75 | -58.75 | p_wind_Paraguay_PY61 | Paraguay | 0.27698
-17.25 | -48.75 | p_solar_Brazil_BR1930 | Brazil | 0.22325 | -22.25 | -58.75 | p_wind_Paraguay_PY62 | Paraguay | 0.29819
-17.75 | -48.75 | p_solar_Brazil_BR1931 | Brazil | 0.22197 | -33.25 | -58.25 | p_wind_Uruguay_UY1 | Uruguay | 0.30904
-18.25 | -48.75 | p_solar_Brazil_BR1932 | Brazil | 0.22162 | -33.75 | -58.25 | p_wind_Uruguay_UY2 | Uruguay | 0.32126
-18.75 | -48.75 | p_solar_Brazil_BR1933 | Brazil | 0.22176 | -30.75 | -57.75 | p_wind_Uruguay_UY3 | Uruguay | 0.30101
-19.25 | -48.75 | p_solar_Brazil_BR1934 | Brazil | 0.22007 | -31.25 | -57.75 | p_wind_Uruguay_UY4 | Uruguay | 0.30238
-19.75 | -48.75 | p_solar_Brazil_BR1935 | Brazil | 0.21826 | -31.75 | -57.75 | p_wind_Uruguay_UY5 | Uruguay | 0.30363
-20.25 | -48.75 | p_solar_Brazil_BR1936 | Brazil | 0.21819 | -32.25 | -57.75 | p_wind_Uruguay_UY6 | Uruguay | 0.30527
-23.75 | -48.75 | p_solar_Brazil_BR1943 | Brazil | 0.21958 | -32.75 | -57.75 | p_wind_Uruguay_UY7 | Uruguay | 0.30923
-12.25 | -48.25 | p_solar_Brazil_BR1974 | Brazil | 0.20907 | -33.25 | -57.75 | p_wind_Uruguay_UY8 | Uruguay | 0.3173
-12.75 | -48.25 | p_solar_Brazil_BR1975 | Brazil | 0.20833 | -33.75 | -57.75 | p_wind_Uruguay_UY9 | Uruguay | 0.33556
-13.25 | -48.25 | p_solar_Brazil_BR1976 | Brazil | 0.20742 | -34.25 | -57.75 | p_wind_Uruguay_UY10 | Uruguay | 0.35247
-13.75 | -48.25 | p_solar_Brazil_BR1977 | Brazil | 0.20838 | -30.75 | -57.25 | p_wind_Uruguay_UY11 | Uruguay | 0.31213
-14.25 | -48.25 | p_solar_Brazil_BR1978 | Brazil | 0.2127 | -31.25 | -57.25 | p_wind_Uruguay_UY12 | Uruguay | 0.31373
-14.75 | -48.25 | p_solar_Brazil_BR1979 | Brazil | 0.21862 | -31.75 | -57.25 | p_wind_Uruguay_UY13 | Uruguay | 0.3159
-15.25 | -48.25 | p_solar_Brazil_BR1980 | Brazil | 0.22306 | -32.25 | -57.25 | p_wind_Uruguay_UY14 | Uruguay | 0.31599
-15.75 | -48.25 | p_solar_Brazil_BR1981 | Brazil | 0.22517 | -32.75 | -57.25 | p_wind_Uruguay_UY15 | Uruguay | 0.31631
-16.25 | -48.25 | p_solar_Brazil_BR1982 | Brazil | 0.22505 | -33.25 | -57.25 | p_wind_Uruguay_UY16 | Uruguay | 0.32082
-16.75 | -48.25 | p_solar_Brazil_BR1983 | Brazil | 0.22414 | -33.75 | -57.25 | p_wind_Uruguay_UY17 | Uruguay | 0.33602
-17.25 | -48.25 | p_solar_Brazil_BR1984 | Brazil | 0.22269 | -34.25 | -57.25 | p_wind_Uruguay_UY18 | Uruguay | 0.35165
-17.75 | -48.25 | p_solar_Brazil_BR1985 | Brazil | 0.22107 | -30.25 | -56.75 | p_wind_Uruguay_UY19 | Uruguay | 0.31851
-18.25 | -48.25 | p_solar_Brazil_BR1986 | Brazil | 0.22059 | -30.75 | -56.75 | p_wind_Uruguay_UY20 | Uruguay | 0.32359
-18.75 | -48.25 | p_solar_Brazil_BR1987 | Brazil | 0.22091 | -31.25 | -56.75 | p_wind_Uruguay_UY21 | Uruguay | 0.32177
-19.25 | -48.25 | p_solar_Brazil_BR1988 | Brazil | 0.22038 | -31.75 | -56.75 | p_wind_Uruguay_UY22 | Uruguay | 0.31909
-19.75 | -48.25 | p_solar_Brazil_BR1989 | Brazil | 0.21859 | -32.25 | -56.75 | p_wind_Uruguay_UY23 | Uruguay | 0.31853
-22.25 | -48.25 | p_solar_Brazil_BR1994 | Brazil | 0.21718 | -32.75 | -56.75 | p_wind_Uruguay_UY24 | Uruguay | 0.31653
-22.75 | -48.25 | p_solar_Brazil_BR1995 | Brazil | 0.21652 | -33.25 | -56.75 | p_wind_Uruguay_UY25 | Uruguay | 0.3161
-23.25 | -48.25 | p_solar_Brazil_BR1996 | Brazil | 0.21802 | -33.75 | -56.75 | p_wind_Uruguay_UY26 | Uruguay | 0.3237
-23.75 | -48.25 | p_solar_Brazil_BR1997 | Brazil | 0.21548 | -34.25 | -56.75 | p_wind_Uruguay_UY27 | Uruguay | 0.33841
-11.25 | -47.75 | p_solar_Brazil_BR2022 | Brazil | 0.20856 | -34.75 | -56.75 | p_wind_Uruguay_UY28 | Uruguay | 0.35922
-11.75 | -47.75 | p_solar_Brazil_BR2023 | Brazil | 0.20946 | -30.75 | -56.25 | p_wind_Uruguay_UY29 | Uruguay | 0.32255
-12.25 | -47.75 | p_solar_Brazil_BR2024 | Brazil | 0.21105 | -31.25 | -56.25 | p_wind_Uruguay_UY30 | Uruguay | 0.30935
-12.75 | -47.75 | p_solar_Brazil_BR2025 | Brazil | 0.21082 | -31.75 | -56.25 | p_wind_Uruguay_UY31 | Uruguay | 0.28303
-13.25 | -47.75 | p_solar_Brazil_BR2026 | Brazil | 0.21065 | -32.25 | -56.25 | p_wind_Uruguay_UY32 | Uruguay | 0.28518
-13.75 | -47.75 | p_solar_Brazil_BR2027 | Brazil | 0.21245 | -32.75 | -56.25 | p_wind_Uruguay_UY33 | Uruguay | 0.29773
-14.25 | -47.75 | p_solar_Brazil_BR2028 | Brazil | 0.21585 | -33.25 | -56.25 | p_wind_Uruguay_UY34 | Uruguay | 0.29327
-14.75 | -47.75 | p_solar_Brazil_BR2029 | Brazil | 0.21975 | -33.75 | -56.25 | p_wind_Uruguay_UY35 | Uruguay | 0.29013
-15.25 | -47.75 | p_solar_Brazil_BR2030 | Brazil | 0.223 | -34.25 | -56.25 | p_wind_Uruguay_UY36 | Uruguay | 0.31863
-15.75 | -47.75 | p_solar_Brazil_BR2031 | Brazil | 0.22427 | -34.75 | -56.25 | p_wind_Uruguay_UY37 | Uruguay | 0.36102
-16.25 | -47.75 | p_solar_Brazil_BR2032 | Brazil | 0.22388 | -31.25 | -55.75 | p_wind_Uruguay_UY38 | Uruguay | 0.26427
-16.75 | -47.75 | p_solar_Brazil_BR2033 | Brazil | 0.2232 | -31.75 | -55.75 | p_wind_Uruguay_UY39 | Uruguay | 0.23751
-17.25 | -47.75 | p_solar_Brazil_BR2034 | Brazil | 0.22172 | -32.25 | -55.75 | p_wind_Uruguay_UY40 | Uruguay | 0.23294
-17.75 | -47.75 | p_solar_Brazil_BR2035 | Brazil | 0.22024 | -32.75 | -55.75 | p_wind_Uruguay_UY41 | Uruguay | 0.26935
-18.25 | -47.75 | p_solar_Brazil_BR2036 | Brazil | 0.21991 | -33.25 | -55.75 | p_wind_Uruguay_UY42 | Uruguay | 0.27701
-18.75 | -47.75 | p_solar_Brazil_BR2037 | Brazil | 0.2195 | -33.75 | -55.75 | p_wind_Uruguay_UY43 | Uruguay | 0.28161
-19.25 | -47.75 | p_solar_Brazil_BR2038 | Brazil | 0.21898 | -34.25 | -55.75 | p_wind_Uruguay_UY44 | Uruguay | 0.33118
-19.75 | -47.75 | p_solar_Brazil_BR2039 | Brazil | 0.21861 | -34.75 | -55.75 | p_wind_Uruguay_UY45 | Uruguay | 0.37582
-20.25 | -47.75 | p_solar_Brazil_BR2040 | Brazil | 0.2172 | -31.25 | -55.25 | p_wind_Uruguay_UY46 | Uruguay | 0.23873
-21.75 | -47.75 | p_solar_Brazil_BR2043 | Brazil | 0.21642 | -31.75 | -55.25 | p_wind_Uruguay_UY47 | Uruguay | 0.22482
-22.25 | -47.75 | p_solar_Brazil_BR2044 | Brazil | 0.21668 | -32.25 | -55.25 | p_wind_Uruguay_UY48 | Uruguay | 0.22691
-11.25 | -47.25 | p_solar_Brazil_BR2071 | Brazil | 0.21243 | -32.75 | -55.25 | p_wind_Uruguay_UY49 | Uruguay | 0.2544
-11.75 | -47.25 | p_solar_Brazil_BR2072 | Brazil | 0.21214 | -33.25 | -55.25 | p_wind_Uruguay_UY50 | Uruguay | 0.26239
-12.25 | -47.25 | p_solar_Brazil_BR2073 | Brazil | 0.2126 | -33.75 | -55.25 | p_wind_Uruguay_UY51 | Uruguay | 0.27251
-12.75 | -47.25 | p_solar_Brazil_BR2074 | Brazil | 0.21315 | -34.25 | -55.25 | p_wind_Uruguay_UY52 | Uruguay | 0.32108
-13.25 | -47.25 | p_solar_Brazil_BR2075 | Brazil | 0.21416 | -34.75 | -55.25 | p_wind_Uruguay_UY53 | Uruguay | 0.37511
-13.75 | -47.25 | p_solar_Brazil_BR2076 | Brazil | 0.21637 | -31.75 | -54.75 | p_wind_Uruguay_UY54 | Uruguay | 0.22624
-14.25 | -47.25 | p_solar_Brazil_BR2077 | Brazil | 0.21846 | -32.25 | -54.75 | p_wind_Uruguay_UY55 | Uruguay | 0.23714
-14.75 | -47.25 | p_solar_Brazil_BR2078 | Brazil | 0.22005 | -32.75 | -54.75 | p_wind_Uruguay_UY56 | Uruguay | 0.2474
-15.25 | -47.25 | p_solar_Brazil_BR2079 | Brazil | 0.22207 | -33.25 | -54.75 | p_wind_Uruguay_UY57 | Uruguay | 0.25335
-15.75 | -47.25 | p_solar_Brazil_BR2080 | Brazil | 0.2232 | -33.75 | -54.75 | p_wind_Uruguay_UY58 | Uruguay | 0.26141
-16.25 | -47.25 | p_solar_Brazil_BR2081 | Brazil | 0.22253 | -34.25 | -54.75 | p_wind_Uruguay_UY59 | Uruguay | 0.29728
-16.75 | -47.25 | p_solar_Brazil_BR2082 | Brazil | 0.22111 | -34.75 | -54.75 | p_wind_Uruguay_UY60 | Uruguay | 0.37276
-17.25 | -47.25 | p_solar_Brazil_BR2083 | Brazil | 0.21944 | -32.25 | -54.25 | p_wind_Uruguay_UY61 | Uruguay | 0.24848
-17.75 | -47.25 | p_solar_Brazil_BR2084 | Brazil | 0.21857 | -32.75 | -54.25 | p_wind_Uruguay_UY62 | Uruguay | 0.25536
-18.25 | -47.25 | p_solar_Brazil_BR2085 | Brazil | 0.2188 | -33.25 | -54.25 | p_wind_Uruguay_UY63 | Uruguay | 0.26464
-18.75 | -47.25 | p_solar_Brazil_BR2086 | Brazil | 0.21827 | -33.75 | -54.25 | p_wind_Uruguay_UY64 | Uruguay | 0.26698
-19.25 | -47.25 | p_solar_Brazil_BR2087 | Brazil | 0.2173 | -34.25 | -54.25 | p_wind_Uruguay_UY65 | Uruguay | 0.29016
-19.75 | -47.25 | p_solar_Brazil_BR2088 | Brazil | 0.21735 | -32.25 | -53.75 | p_wind_Uruguay_UY66 | Uruguay | 0.25835
-20.25 | -47.25 | p_solar_Brazil_BR2089 | Brazil | 0.21717 | -32.75 | -53.75 | p_wind_Uruguay_UY67 | Uruguay | 0.29638
-20.75 | -47.25 | p_solar_Brazil_BR2090 | Brazil | 0.21588 | -33.25 | -53.75 | p_wind_Uruguay_UY68 | Uruguay | 0.32363
-21.25 | -47.25 | p_solar_Brazil_BR2091 | Brazil | 0.21523 | -33.75 | -53.75 | p_wind_Uruguay_UY69 | Uruguay | 0.33098
-10.75 | -46.75 | p_solar_Brazil_BR2117 | Brazil | 0.21602 | -32.75 | -53.25 | p_wind_Uruguay_UY70 | Uruguay | 0.37116
-11.25 | -46.75 | p_solar_Brazil_BR2118 | Brazil | 0.21769
-11.75 | -46.75 | p_solar_Brazil_BR2119 | Brazil | 0.21666
-12.25 | -46.75 | p_solar_Brazil_BR2120 | Brazil | 0.21536
-12.75 | -46.75 | p_solar_Brazil_BR2121 | Brazil | 0.21608
-13.25 | -46.75 | p_solar_Brazil_BR2122 | Brazil | 0.21754
-13.75 | -46.75 | p_solar_Brazil_BR2123 | Brazil | 0.21896
-14.25 | -46.75 | p_solar_Brazil_BR2124 | Brazil | 0.22015
-14.75 | -46.75 | p_solar_Brazil_BR2125 | Brazil | 0.22066
-15.25 | -46.75 | p_solar_Brazil_BR2126 | Brazil | 0.22157
-15.75 | -46.75 | p_solar_Brazil_BR2127 | Brazil | 0.22245
-16.25 | -46.75 | p_solar_Brazil_BR2128 | Brazil | 0.22156
-16.75 | -46.75 | p_solar_Brazil_BR2129 | Brazil | 0.21912
-17.25 | -46.75 | p_solar_Brazil_BR2130 | Brazil | 0.21714
-17.75 | -46.75 | p_solar_Brazil_BR2131 | Brazil | 0.21691
-18.25 | -46.75 | p_solar_Brazil_BR2132 | Brazil | 0.21767
-18.75 | -46.75 | p_solar_Brazil_BR2133 | Brazil | 0.21752
-19.25 | -46.75 | p_solar_Brazil_BR2134 | Brazil | 0.21607
-19.75 | -46.75 | p_solar_Brazil_BR2135 | Brazil | 0.21501
-20.25 | -46.75 | p_solar_Brazil_BR2136 | Brazil | 0.21571
-20.75 | -46.75 | p_solar_Brazil_BR2137 | Brazil | 0.21515
-10.25 | -46.25 | p_solar_Brazil_BR2162 | Brazil | 0.21887
-10.75 | -46.25 | p_solar_Brazil_BR2163 | Brazil | 0.22059
-11.25 | -46.25 | p_solar_Brazil_BR2164 | Brazil | 0.22293
-11.75 | -46.25 | p_solar_Brazil_BR2165 | Brazil | 0.22402
-12.25 | -46.25 | p_solar_Brazil_BR2166 | Brazil | 0.22291
-12.75 | -46.25 | p_solar_Brazil_BR2167 | Brazil | 0.22245
-13.25 | -46.25 | p_solar_Brazil_BR2168 | Brazil | 0.22309
-13.75 | -46.25 | p_solar_Brazil_BR2169 | Brazil | 0.22305
-14.25 | -46.25 | p_solar_Brazil_BR2170 | Brazil | 0.22351
-14.75 | -46.25 | p_solar_Brazil_BR2171 | Brazil | 0.22415
-15.25 | -46.25 | p_solar_Brazil_BR2172 | Brazil | 0.22283
-15.75 | -46.25 | p_solar_Brazil_BR2173 | Brazil | 0.22103
-16.25 | -46.25 | p_solar_Brazil_BR2174 | Brazil | 0.22067
-16.75 | -46.25 | p_solar_Brazil_BR2175 | Brazil | 0.21973
-17.25 | -46.25 | p_solar_Brazil_BR2176 | Brazil | 0.21796
-17.75 | -46.25 | p_solar_Brazil_BR2177 | Brazil | 0.21767
-18.25 | -46.25 | p_solar_Brazil_BR2178 | Brazil | 0.21773
-18.75 | -46.25 | p_solar_Brazil_BR2179 | Brazil | 0.21694
-19.25 | -46.25 | p_solar_Brazil_BR2180 | Brazil | 0.21494
-19.75 | -46.25 | p_solar_Brazil_BR2181 | Brazil | 0.21245
-20.25 | -46.25 | p_solar_Brazil_BR2182 | Brazil | 0.21201
-10.25 | -45.75 | p_solar_Brazil_BR2207 | Brazil | 0.22173
-10.75 | -45.75 | p_solar_Brazil_BR2208 | Brazil | 0.2222
-11.25 | -45.75 | p_solar_Brazil_BR2209 | Brazil | 0.22361
-11.75 | -45.75 | p_solar_Brazil_BR2210 | Brazil | 0.22469
-12.25 | -45.75 | p_solar_Brazil_BR2211 | Brazil | 0.22362
-12.75 | -45.75 | p_solar_Brazil_BR2212 | Brazil | 0.22294
-13.25 | -45.75 | p_solar_Brazil_BR2213 | Brazil | 0.22333
-13.75 | -45.75 | p_solar_Brazil_BR2214 | Brazil | 0.22339
-14.25 | -45.75 | p_solar_Brazil_BR2215 | Brazil | 0.22315
-14.75 | -45.75 | p_solar_Brazil_BR2216 | Brazil | 0.22296
-15.25 | -45.75 | p_solar_Brazil_BR2217 | Brazil | 0.22221
-15.75 | -45.75 | p_solar_Brazil_BR2218 | Brazil | 0.22081
-16.25 | -45.75 | p_solar_Brazil_BR2219 | Brazil | 0.21967
-16.75 | -45.75 | p_solar_Brazil_BR2220 | Brazil | 0.2194
-17.25 | -45.75 | p_solar_Brazil_BR2221 | Brazil | 0.21894
-17.75 | -45.75 | p_solar_Brazil_BR2222 | Brazil | 0.21786
-18.25 | -45.75 | p_solar_Brazil_BR2223 | Brazil | 0.21676
-18.75 | -45.75 | p_solar_Brazil_BR2224 | Brazil | 0.21533
-19.25 | -45.75 | p_solar_Brazil_BR2225 | Brazil | 0.21375
-19.75 | -45.75 | p_solar_Brazil_BR2226 | Brazil | 0.21201
-9.75 | -45.25 | p_solar_Brazil_BR2250 | Brazil | 0.22046
-10.25 | -45.25 | p_solar_Brazil_BR2251 | Brazil | 0.2221
-10.75 | -45.25 | p_solar_Brazil_BR2252 | Brazil | 0.22232
-11.25 | -45.25 | p_solar_Brazil_BR2253 | Brazil | 0.22291
-11.75 | -45.25 | p_solar_Brazil_BR2254 | Brazil | 0.22339
-12.25 | -45.25 | p_solar_Brazil_BR2255 | Brazil | 0.22295
-12.75 | -45.25 | p_solar_Brazil_BR2256 | Brazil | 0.22291
-13.25 | -45.25 | p_solar_Brazil_BR2257 | Brazil | 0.22313
-13.75 | -45.25 | p_solar_Brazil_BR2258 | Brazil | 0.22327
-14.25 | -45.25 | p_solar_Brazil_BR2259 | Brazil | 0.22329
-14.75 | -45.25 | p_solar_Brazil_BR2260 | Brazil | 0.22323
-15.25 | -45.25 | p_solar_Brazil_BR2261 | Brazil | 0.22228
-15.75 | -45.25 | p_solar_Brazil_BR2262 | Brazil | 0.22052
-16.25 | -45.25 | p_solar_Brazil_BR2263 | Brazil | 0.21921
-16.75 | -45.25 | p_solar_Brazil_BR2264 | Brazil | 0.21885
-17.25 | -45.25 | p_solar_Brazil_BR2265 | Brazil | 0.21884
-17.75 | -45.25 | p_solar_Brazil_BR2266 | Brazil | 0.21827
-18.25 | -45.25 | p_solar_Brazil_BR2267 | Brazil | 0.21756
-18.75 | -45.25 | p_solar_Brazil_BR2268 | Brazil | 0.21666
-19.25 | -45.25 | p_solar_Brazil_BR2269 | Brazil | 0.21468
-9.25 | -44.75 | p_solar_Brazil_BR2293 | Brazil | 0.21918
-9.75 | -44.75 | p_solar_Brazil_BR2294 | Brazil | 0.22104
-10.25 | -44.75 | p_solar_Brazil_BR2295 | Brazil | 0.22218
-10.75 | -44.75 | p_solar_Brazil_BR2296 | Brazil | 0.22251
-11.25 | -44.75 | p_solar_Brazil_BR2297 | Brazil | 0.22235
-11.75 | -44.75 | p_solar_Brazil_BR2298 | Brazil | 0.22248
-12.25 | -44.75 | p_solar_Brazil_BR2299 | Brazil | 0.22314
-12.75 | -44.75 | p_solar_Brazil_BR2300 | Brazil | 0.22327
-13.25 | -44.75 | p_solar_Brazil_BR2301 | Brazil | 0.22296
-13.75 | -44.75 | p_solar_Brazil_BR2302 | Brazil | 0.22329
-14.25 | -44.75 | p_solar_Brazil_BR2303 | Brazil | 0.22355
-14.75 | -44.75 | p_solar_Brazil_BR2304 | Brazil | 0.22353
-15.25 | -44.75 | p_solar_Brazil_BR2305 | Brazil | 0.22279
-15.75 | -44.75 | p_solar_Brazil_BR2306 | Brazil | 0.22148
-16.25 | -44.75 | p_solar_Brazil_BR2307 | Brazil | 0.22053
-16.75 | -44.75 | p_solar_Brazil_BR2308 | Brazil | 0.22005
-17.75 | -44.75 | p_solar_Brazil_BR2310 | Brazil | 0.21916
-18.25 | -44.75 | p_solar_Brazil_BR2311 | Brazil | 0.21824
-18.75 | -44.75 | p_solar_Brazil_BR2312 | Brazil | 0.21736
-8.75 | -44.25 | p_solar_Brazil_BR2333 | Brazil | 0.21773
-9.25 | -44.25 | p_solar_Brazil_BR2334 | Brazil | 0.22029
-9.75 | -44.25 | p_solar_Brazil_BR2335 | Brazil | 0.22223
-10.25 | -44.25 | p_solar_Brazil_BR2336 | Brazil | 0.22343
-10.75 | -44.25 | p_solar_Brazil_BR2337 | Brazil | 0.22379
-11.25 | -44.25 | p_solar_Brazil_BR2338 | Brazil | 0.22302
-11.75 | -44.25 | p_solar_Brazil_BR2339 | Brazil | 0.22317
-12.25 | -44.25 | p_solar_Brazil_BR2340 | Brazil | 0.22434
-13.25 | -44.25 | p_solar_Brazil_BR2342 | Brazil | 0.2228
-13.75 | -44.25 | p_solar_Brazil_BR2343 | Brazil | 0.22342
-14.25 | -44.25 | p_solar_Brazil_BR2344 | Brazil | 0.22362
-14.75 | -44.25 | p_solar_Brazil_BR2345 | Brazil | 0.22308
-15.25 | -44.25 | p_solar_Brazil_BR2346 | Brazil | 0.22289
-15.75 | -44.25 | p_solar_Brazil_BR2347 | Brazil | 0.22303
-16.25 | -44.25 | p_solar_Brazil_BR2348 | Brazil | 0.22305
-16.75 | -44.25 | p_solar_Brazil_BR2349 | Brazil | 0.2228
-17.25 | -44.25 | p_solar_Brazil_BR2350 | Brazil | 0.22168
-17.75 | -44.25 | p_solar_Brazil_BR2351 | Brazil | 0.21998
-18.25 | -44.25 | p_solar_Brazil_BR2352 | Brazil | 0.21794
-18.75 | -44.25 | p_solar_Brazil_BR2353 | Brazil | 0.21624
-8.25 | -43.75 | p_solar_Brazil_BR2373 | Brazil | 0.21629
-8.75 | -43.75 | p_solar_Brazil_BR2374 | Brazil | 0.21989
-9.25 | -43.75 | p_solar_Brazil_BR2375 | Brazil | 0.22315
-9.75 | -43.75 | p_solar_Brazil_BR2376 | Brazil | 0.22533
-10.25 | -43.75 | p_solar_Brazil_BR2377 | Brazil | 0.22712
-10.75 | -43.75 | p_solar_Brazil_BR2378 | Brazil | 0.22734
-11.25 | -43.75 | p_solar_Brazil_BR2379 | Brazil | 0.22613
-11.75 | -43.75 | p_solar_Brazil_BR2380 | Brazil | 0.22579
-12.25 | -43.75 | p_solar_Brazil_BR2381 | Brazil | 0.22534
-12.75 | -43.75 | p_solar_Brazil_BR2382 | Brazil | 0.22321
-13.25 | -43.75 | p_solar_Brazil_BR2383 | Brazil | 0.2223
-13.75 | -43.75 | p_solar_Brazil_BR2384 | Brazil | 0.22335
-14.25 | -43.75 | p_solar_Brazil_BR2385 | Brazil | 0.22339
-14.75 | -43.75 | p_solar_Brazil_BR2386 | Brazil | 0.22179
-15.25 | -43.75 | p_solar_Brazil_BR2387 | Brazil | 0.22107
-15.75 | -43.75 | p_solar_Brazil_BR2388 | Brazil | 0.22267
-16.25 | -43.75 | p_solar_Brazil_BR2389 | Brazil | 0.22455
-16.75 | -43.75 | p_solar_Brazil_BR2390 | Brazil | 0.22487
-17.25 | -43.75 | p_solar_Brazil_BR2391 | Brazil | 0.22272
-17.75 | -43.75 | p_solar_Brazil_BR2392 | Brazil | 0.21947
-18.25 | -43.75 | p_solar_Brazil_BR2393 | Brazil | 0.21706
-7.75 | -43.25 | p_solar_Brazil_BR2413 | Brazil | 0.2129
-8.25 | -43.25 | p_solar_Brazil_BR2414 | Brazil | 0.21762
-8.75 | -43.25 | p_solar_Brazil_BR2415 | Brazil | 0.22174
-9.25 | -43.25 | p_solar_Brazil_BR2416 | Brazil | 0.22487
-9.75 | -43.25 | p_solar_Brazil_BR2417 | Brazil | 0.22716
-10.25 | -43.25 | p_solar_Brazil_BR2418 | Brazil | 0.22925
-10.75 | -43.25 | p_solar_Brazil_BR2419 | Brazil | 0.23003
-11.25 | -43.25 | p_solar_Brazil_BR2420 | Brazil | 0.22813
-11.75 | -43.25 | p_solar_Brazil_BR2421 | Brazil | 0.22615
-12.25 | -43.25 | p_solar_Brazil_BR2422 | Brazil | 0.22583
-14.25 | -43.25 | p_solar_Brazil_BR2426 | Brazil | 0.22549
-14.75 | -43.25 | p_solar_Brazil_BR2427 | Brazil | 0.22463
-15.25 | -43.25 | p_solar_Brazil_BR2428 | Brazil | 0.22298
-15.75 | -43.25 | p_solar_Brazil_BR2429 | Brazil | 0.22301
-16.25 | -43.25 | p_solar_Brazil_BR2430 | Brazil | 0.22363
-16.75 | -43.25 | p_solar_Brazil_BR2431 | Brazil | 0.22253
-17.25 | -43.25 | p_solar_Brazil_BR2432 | Brazil | 0.22039
-2.75 | -42.75 | p_solar_Brazil_BR2444 | Brazil | 0.19585
-3.25 | -42.75 | p_solar_Brazil_BR2445 | Brazil | 0.19659
-7.25 | -42.75 | p_solar_Brazil_BR2453 | Brazil | 0.20906
-7.75 | -42.75 | p_solar_Brazil_BR2454 | Brazil | 0.21373
-8.25 | -42.75 | p_solar_Brazil_BR2455 | Brazil | 0.21847
-8.75 | -42.75 | p_solar_Brazil_BR2456 | Brazil | 0.22268
-9.25 | -42.75 | p_solar_Brazil_BR2457 | Brazil | 0.22649
-9.75 | -42.75 | p_solar_Brazil_BR2458 | Brazil | 0.22948
-10.25 | -42.75 | p_solar_Brazil_BR2459 | Brazil | 0.2303
-10.75 | -42.75 | p_solar_Brazil_BR2460 | Brazil | 0.23114
-11.25 | -42.75 | p_solar_Brazil_BR2461 | Brazil | 0.23187
-11.75 | -42.75 | p_solar_Brazil_BR2462 | Brazil | 0.23132
-3.25 | -42.25 | p_solar_Brazil_BR2485 | Brazil | 0.19898
-3.75 | -42.25 | p_solar_Brazil_BR2486 | Brazil | 0.20193
-6.75 | -42.25 | p_solar_Brazil_BR2492 | Brazil | 0.20757
-7.25 | -42.25 | p_solar_Brazil_BR2493 | Brazil | 0.21108
-7.75 | -42.25 | p_solar_Brazil_BR2494 | Brazil | 0.21554
-8.25 | -42.25 | p_solar_Brazil_BR2495 | Brazil | 0.2202
-8.75 | -42.25 | p_solar_Brazil_BR2496 | Brazil | 0.22436
-9.25 | -42.25 | p_solar_Brazil_BR2497 | Brazil | 0.22876
-9.75 | -42.25 | p_solar_Brazil_BR2498 | Brazil | 0.23179
-10.25 | -42.25 | p_solar_Brazil_BR2499 | Brazil | 0.23179
-10.75 | -42.25 | p_solar_Brazil_BR2500 | Brazil | 0.23279
-11.25 | -42.25 | p_solar_Brazil_BR2501 | Brazil | 0.23583
-3.25 | -41.75 | p_solar_Brazil_BR2525 | Brazil | 0.20271
-3.75 | -41.75 | p_solar_Brazil_BR2526 | Brazil | 0.20489
-4.25 | -41.75 | p_solar_Brazil_BR2527 | Brazil | 0.20698
-4.75 | -41.75 | p_solar_Brazil_BR2528 | Brazil | 0.20782
-5.25 | -41.75 | p_solar_Brazil_BR2529 | Brazil | 0.20769
-5.75 | -41.75 | p_solar_Brazil_BR2530 | Brazil | 0.20812
-6.25 | -41.75 | p_solar_Brazil_BR2531 | Brazil | 0.20853
-6.75 | -41.75 | p_solar_Brazil_BR2532 | Brazil | 0.21057
-7.25 | -41.75 | p_solar_Brazil_BR2533 | Brazil | 0.21391
-7.75 | -41.75 | p_solar_Brazil_BR2534 | Brazil | 0.21812
-8.25 | -41.75 | p_solar_Brazil_BR2535 | Brazil | 0.22263
-8.75 | -41.75 | p_solar_Brazil_BR2536 | Brazil | 0.22674
-9.25 | -41.75 | p_solar_Brazil_BR2537 | Brazil | 0.23113
-9.75 | -41.75 | p_solar_Brazil_BR2538 | Brazil | 0.23355
-10.25 | -41.75 | p_solar_Brazil_BR2539 | Brazil | 0.23379
-10.75 | -41.75 | p_solar_Brazil_BR2540 | Brazil | 0.23518
-11.25 | -41.75 | p_solar_Brazil_BR2541 | Brazil | 0.23833
-21.25 | -41.75 | p_solar_Brazil_BR2561 | Brazil | 0.20297
-21.75 | -41.75 | p_solar_Brazil_BR2562 | Brazil | 0.20168
-3.25 | -41.25 | p_solar_Brazil_BR2564 | Brazil | 0.20614
-3.75 | -41.25 | p_solar_Brazil_BR2565 | Brazil | 0.21234
-4.25 | -41.25 | p_solar_Brazil_BR2566 | Brazil | 0.21614
-4.75 | -41.25 | p_solar_Brazil_BR2567 | Brazil | 0.21565
-5.25 | -41.25 | p_solar_Brazil_BR2568 | Brazil | 0.216
-5.75 | -41.25 | p_solar_Brazil_BR2569 | Brazil | 0.21662
-6.25 | -41.25 | p_solar_Brazil_BR2570 | Brazil | 0.21578
-6.75 | -41.25 | p_solar_Brazil_BR2571 | Brazil | 0.21465
-7.25 | -41.25 | p_solar_Brazil_BR2572 | Brazil | 0.21589
-7.75 | -41.25 | p_solar_Brazil_BR2573 | Brazil | 0.21985
-8.25 | -41.25 | p_solar_Brazil_BR2574 | Brazil | 0.22438
-8.75 | -41.25 | p_solar_Brazil_BR2575 | Brazil | 0.22825
-9.25 | -41.25 | p_solar_Brazil_BR2576 | Brazil | 0.23235
-9.75 | -41.25 | p_solar_Brazil_BR2577 | Brazil | 0.23485
-10.25 | -41.25 | p_solar_Brazil_BR2578 | Brazil | 0.23539
-10.75 | -41.25 | p_solar_Brazil_BR2579 | Brazil | 0.23687
-11.25 | -41.25 | p_solar_Brazil_BR2580 | Brazil | 0.23806
-21.25 | -41.25 | p_solar_Brazil_BR2600 | Brazil | 0.20428
-21.75 | -41.25 | p_solar_Brazil_BR2601 | Brazil | 0.2049
-3.25 | -40.75 | p_solar_Brazil_BR2602 | Brazil | 0.20728
-3.75 | -40.75 | p_solar_Brazil_BR2603 | Brazil | 0.21246
-4.25 | -40.75 | p_solar_Brazil_BR2604 | Brazil | 0.21632
-4.75 | -40.75 | p_solar_Brazil_BR2605 | Brazil | 0.21763
-5.25 | -40.75 | p_solar_Brazil_BR2606 | Brazil | 0.21834
-5.75 | -40.75 | p_solar_Brazil_BR2607 | Brazil | 0.21868
-6.25 | -40.75 | p_solar_Brazil_BR2608 | Brazil | 0.2182
-6.75 | -40.75 | p_solar_Brazil_BR2609 | Brazil | 0.21817
-7.25 | -40.75 | p_solar_Brazil_BR2610 | Brazil | 0.21991
-7.75 | -40.75 | p_solar_Brazil_BR2611 | Brazil | 0.2226
-8.25 | -40.75 | p_solar_Brazil_BR2612 | Brazil | 0.2247
-8.75 | -40.75 | p_solar_Brazil_BR2613 | Brazil | 0.22711
-9.25 | -40.75 | p_solar_Brazil_BR2614 | Brazil | 0.23097
-9.75 | -40.75 | p_solar_Brazil_BR2615 | Brazil | 0.23418
-10.25 | -40.75 | p_solar_Brazil_BR2616 | Brazil | 0.23501
-10.75 | -40.75 | p_solar_Brazil_BR2617 | Brazil | 0.23473
-20.75 | -40.75 | p_solar_Brazil_BR2637 | Brazil | 0.20861
-3.25 | -40.25 | p_solar_Brazil_BR2638 | Brazil | 0.20818
-3.75 | -40.25 | p_solar_Brazil_BR2639 | Brazil | 0.21281
-4.25 | -40.25 | p_solar_Brazil_BR2640 | Brazil | 0.21768
-4.75 | -40.25 | p_solar_Brazil_BR2641 | Brazil | 0.22042
-5.25 | -40.25 | p_solar_Brazil_BR2642 | Brazil | 0.22026
-5.75 | -40.25 | p_solar_Brazil_BR2643 | Brazil | 0.22019
-6.25 | -40.25 | p_solar_Brazil_BR2644 | Brazil | 0.22004
-6.75 | -40.25 | p_solar_Brazil_BR2645 | Brazil | 0.22096
-7.25 | -40.25 | p_solar_Brazil_BR2646 | Brazil | 0.22332
-7.75 | -40.25 | p_solar_Brazil_BR2647 | Brazil | 0.22423
-8.25 | -40.25 | p_solar_Brazil_BR2648 | Brazil | 0.22496
-8.75 | -40.25 | p_solar_Brazil_BR2649 | Brazil | 0.22746
-9.25 | -40.25 | p_solar_Brazil_BR2650 | Brazil | 0.23089
-9.75 | -40.25 | p_solar_Brazil_BR2651 | Brazil | 0.23331
-10.25 | -40.25 | p_solar_Brazil_BR2652 | Brazil | 0.23382
-10.75 | -40.25 | p_solar_Brazil_BR2653 | Brazil | 0.23283
-11.25 | -40.25 | p_solar_Brazil_BR2654 | Brazil | 0.23094
-3.25 | -39.75 | p_solar_Brazil_BR2673 | Brazil | 0.20885
-3.75 | -39.75 | p_solar_Brazil_BR2674 | Brazil | 0.21368
-4.25 | -39.75 | p_solar_Brazil_BR2675 | Brazil | 0.21913
-4.75 | -39.75 | p_solar_Brazil_BR2676 | Brazil | 0.22222
-5.25 | -39.75 | p_solar_Brazil_BR2677 | Brazil | 0.22185
-5.75 | -39.75 | p_solar_Brazil_BR2678 | Brazil | 0.22157
-6.25 | -39.75 | p_solar_Brazil_BR2679 | Brazil | 0.2215
-6.75 | -39.75 | p_solar_Brazil_BR2680 | Brazil | 0.223
-7.25 | -39.75 | p_solar_Brazil_BR2681 | Brazil | 0.2251
-7.75 | -39.75 | p_solar_Brazil_BR2682 | Brazil | 0.22521
-8.25 | -39.75 | p_solar_Brazil_BR2683 | Brazil | 0.22637
-8.75 | -39.75 | p_solar_Brazil_BR2684 | Brazil | 0.22937
-9.25 | -39.75 | p_solar_Brazil_BR2685 | Brazil | 0.23234
-9.75 | -39.75 | p_solar_Brazil_BR2686 | Brazil | 0.23341
-10.25 | -39.75 | p_solar_Brazil_BR2687 | Brazil | 0.23301
-10.75 | -39.75 | p_solar_Brazil_BR2688 | Brazil | 0.2319
-11.25 | -39.75 | p_solar_Brazil_BR2689 | Brazil | 0.23047
-3.25 | -39.25 | p_solar_Brazil_BR2706 | Brazil | 0.20885
-3.75 | -39.25 | p_solar_Brazil_BR2707 | Brazil | 0.21442
-4.25 | -39.25 | p_solar_Brazil_BR2708 | Brazil | 0.21953
-4.75 | -39.25 | p_solar_Brazil_BR2709 | Brazil | 0.2221
-5.25 | -39.25 | p_solar_Brazil_BR2710 | Brazil | 0.22276
-5.75 | -39.25 | p_solar_Brazil_BR2711 | Brazil | 0.22314
-6.25 | -39.25 | p_solar_Brazil_BR2712 | Brazil | 0.22343
-6.75 | -39.25 | p_solar_Brazil_BR2713 | Brazil | 0.22493
-7.25 | -39.25 | p_solar_Brazil_BR2714 | Brazil | 0.22592
-7.75 | -39.25 | p_solar_Brazil_BR2715 | Brazil | 0.22624
-8.25 | -39.25 | p_solar_Brazil_BR2716 | Brazil | 0.2287
-8.75 | -39.25 | p_solar_Brazil_BR2717 | Brazil | 0.23212
-9.25 | -39.25 | p_solar_Brazil_BR2718 | Brazil | 0.23463
-9.75 | -39.25 | p_solar_Brazil_BR2719 | Brazil | 0.23436
-10.25 | -39.25 | p_solar_Brazil_BR2720 | Brazil | 0.23292
-10.75 | -39.25 | p_solar_Brazil_BR2721 | Brazil | 0.23204
-11.25 | -39.25 | p_solar_Brazil_BR2722 | Brazil | 0.23159
-11.75 | -39.25 | p_solar_Brazil_BR2723 | Brazil | 0.23046
-3.75 | -38.75 | p_solar_Brazil_BR2736 | Brazil | 0.21346
-4.25 | -38.75 | p_solar_Brazil_BR2737 | Brazil | 0.21767
-4.75 | -38.75 | p_solar_Brazil_BR2738 | Brazil | 0.22016
-5.25 | -38.75 | p_solar_Brazil_BR2739 | Brazil | 0.22203
-5.75 | -38.75 | p_solar_Brazil_BR2740 | Brazil | 0.2247
-6.25 | -38.75 | p_solar_Brazil_BR2741 | Brazil | 0.22693
-6.75 | -38.75 | p_solar_Brazil_BR2742 | Brazil | 0.22793
-7.25 | -38.75 | p_solar_Brazil_BR2743 | Brazil | 0.22827
-7.75 | -38.75 | p_solar_Brazil_BR2744 | Brazil | 0.22855
-8.25 | -38.75 | p_solar_Brazil_BR2745 | Brazil | 0.23016
-8.75 | -38.75 | p_solar_Brazil_BR2746 | Brazil | 0.23379
-9.25 | -38.75 | p_solar_Brazil_BR2747 | Brazil | 0.23614
-9.75 | -38.75 | p_solar_Brazil_BR2748 | Brazil | 0.23535
-10.25 | -38.75 | p_solar_Brazil_BR2749 | Brazil | 0.23343
-10.75 | -38.75 | p_solar_Brazil_BR2750 | Brazil | 0.23259
-11.25 | -38.75 | p_solar_Brazil_BR2751 | Brazil | 0.23275
-11.75 | -38.75 | p_solar_Brazil_BR2752 | Brazil | 0.23185
-12.25 | -38.75 | p_solar_Brazil_BR2753 | Brazil | 0.22925
-4.25 | -38.25 | p_solar_Brazil_BR2754 | Brazil | 0.21701
-4.75 | -38.25 | p_solar_Brazil_BR2755 | Brazil | 0.21974
-5.25 | -38.25 | p_solar_Brazil_BR2756 | Brazil | 0.22313
-5.75 | -38.25 | p_solar_Brazil_BR2757 | Brazil | 0.22748
-6.25 | -38.25 | p_solar_Brazil_BR2758 | Brazil | 0.2301
-6.75 | -38.25 | p_solar_Brazil_BR2759 | Brazil | 0.22995
-7.25 | -38.25 | p_solar_Brazil_BR2760 | Brazil | 0.22956
-7.75 | -38.25 | p_solar_Brazil_BR2761 | Brazil | 0.23011
-8.25 | -38.25 | p_solar_Brazil_BR2762 | Brazil | 0.2322
-8.75 | -38.25 | p_solar_Brazil_BR2763 | Brazil | 0.23502
-9.25 | -38.25 | p_solar_Brazil_BR2764 | Brazil | 0.23555
-9.75 | -38.25 | p_solar_Brazil_BR2765 | Brazil | 0.23419
-10.25 | -38.25 | p_solar_Brazil_BR2766 | Brazil | 0.23297
-10.75 | -38.25 | p_solar_Brazil_BR2767 | Brazil | 0.23274
-11.25 | -38.25 | p_solar_Brazil_BR2768 | Brazil | 0.2326
-11.75 | -38.25 | p_solar_Brazil_BR2769 | Brazil | 0.23127
-12.25 | -38.25 | p_solar_Brazil_BR2770 | Brazil | 0.22933
-4.75 | -37.75 | p_solar_Brazil_BR2772 | Brazil | 0.2205
-5.25 | -37.75 | p_solar_Brazil_BR2773 | Brazil | 0.2241
-5.75 | -37.75 | p_solar_Brazil_BR2774 | Brazil | 0.22809
-6.25 | -37.75 | p_solar_Brazil_BR2775 | Brazil | 0.2304
-6.75 | -37.75 | p_solar_Brazil_BR2776 | Brazil | 0.23156
-7.25 | -37.75 | p_solar_Brazil_BR2777 | Brazil | 0.23237
-7.75 | -37.75 | p_solar_Brazil_BR2778 | Brazil | 0.23313
-8.25 | -37.75 | p_solar_Brazil_BR2779 | Brazil | 0.23499
-8.75 | -37.75 | p_solar_Brazil_BR2780 | Brazil | 0.23619
-9.25 | -37.75 | p_solar_Brazil_BR2781 | Brazil | 0.23505
-9.75 | -37.75 | p_solar_Brazil_BR2782 | Brazil | 0.23318
-10.25 | -37.75 | p_solar_Brazil_BR2783 | Brazil | 0.23207
-10.75 | -37.75 | p_solar_Brazil_BR2784 | Brazil | 0.23205
-11.25 | -37.75 | p_solar_Brazil_BR2785 | Brazil | 0.23238
-11.75 | -37.75 | p_solar_Brazil_BR2786 | Brazil | 0.2319
-5.25 | -37.25 | p_solar_Brazil_BR2787 | Brazil | 0.22478
-5.75 | -37.25 | p_solar_Brazil_BR2788 | Brazil | 0.22889
-6.25 | -37.25 | p_solar_Brazil_BR2789 | Brazil | 0.23175
-6.75 | -37.25 | p_solar_Brazil_BR2790 | Brazil | 0.23403
-7.25 | -37.25 | p_solar_Brazil_BR2791 | Brazil | 0.23574
-7.75 | -37.25 | p_solar_Brazil_BR2792 | Brazil | 0.23672
-8.25 | -37.25 | p_solar_Brazil_BR2793 | Brazil | 0.23789
-8.75 | -37.25 | p_solar_Brazil_BR2794 | Brazil | 0.23771
-9.25 | -37.25 | p_solar_Brazil_BR2795 | Brazil | 0.23549
-9.75 | -37.25 | p_solar_Brazil_BR2796 | Brazil | 0.23318
-10.25 | -37.25 | p_solar_Brazil_BR2797 | Brazil | 0.23213
-10.75 | -37.25 | p_solar_Brazil_BR2798 | Brazil | 0.23275
-11.25 | -37.25 | p_solar_Brazil_BR2799 | Brazil | 0.2327
-5.25 | -36.75 | p_solar_Brazil_BR2800 | Brazil | 0.22548
-5.75 | -36.75 | p_solar_Brazil_BR2801 | Brazil | 0.23063
-6.25 | -36.75 | p_solar_Brazil_BR2802 | Brazil | 0.2348
-6.75 | -36.75 | p_solar_Brazil_BR2803 | Brazil | 0.23709
-7.25 | -36.75 | p_solar_Brazil_BR2804 | Brazil | 0.23848
-7.75 | -36.75 | p_solar_Brazil_BR2805 | Brazil | 0.23952
-8.25 | -36.75 | p_solar_Brazil_BR2806 | Brazil | 0.23996
-8.75 | -36.75 | p_solar_Brazil_BR2807 | Brazil | 0.23896
-9.25 | -36.75 | p_solar_Brazil_BR2808 | Brazil | 0.23638
-9.75 | -36.75 | p_solar_Brazil_BR2809 | Brazil | 0.23414
-10.25 | -36.75 | p_solar_Brazil_BR2810 | Brazil | 0.23359
-5.25 | -36.25 | p_solar_Brazil_BR2811 | Brazil | 0.22689
-5.75 | -36.25 | p_solar_Brazil_BR2812 | Brazil | 0.23227
-6.25 | -36.25 | p_solar_Brazil_BR2813 | Brazil | 0.23687
-6.75 | -36.25 | p_solar_Brazil_BR2814 | Brazil | 0.23883
-7.25 | -36.25 | p_solar_Brazil_BR2815 | Brazil | 0.23904
-7.75 | -36.25 | p_solar_Brazil_BR2816 | Brazil | 0.23945
-9.75 | -36.25 | p_solar_Brazil_BR2820 | Brazil | 0.23509
-10.25 | -36.25 | p_solar_Brazil_BR2821 | Brazil | 0.23593
-5.25 | -35.75 | p_solar_Brazil_BR2822 | Brazil | 0.22539
-5.75 | -35.75 | p_solar_Brazil_BR2823 | Brazil | 0.23011
-6.25 | -35.75 | p_solar_Brazil_BR2824 | Brazil | 0.23411
-6.75 | -35.75 | p_solar_Brazil_BR2825 | Brazil | 0.2361
-7.25 | -35.75 | p_solar_Brazil_BR2826 | Brazil | 0.23702
-7.75 | -35.75 | p_solar_Brazil_BR2827 | Brazil | 0.23775
-9.25 | -35.75 | p_solar_Brazil_BR2830 | Brazil | 0.23605
-5.75 | -35.25 | p_solar_Brazil_BR2831 | Brazil | 0.22776
-6.25 | -35.25 | p_solar_Brazil_BR2832 | Brazil | 0.23151
-6.75 | -35.25 | p_solar_Brazil_BR2833 | Brazil | 0.23326
-7.25 | -35.25 | p_solar_Brazil_BR2834 | Brazil | 0.23426
-7.75 | -35.25 | p_solar_Brazil_BR2835 | Brazil | 0.23546
-8.25 | -35.25 | p_solar_Brazil_BR2836 | Brazil | 0.23646
-8.75 | -35.25 | p_solar_Brazil_BR2837 | Brazil | 0.23663
-38.25 | -72.75 | p_solar_Chile_CL70 | Chile | 0.20869
-38.75 | -72.75 | p_solar_Chile_CL71 | Chile | 0.19979
-35.75 | -72.25 | p_solar_Chile_CL97 | Chile | 0.23781
-36.25 | -72.25 | p_solar_Chile_CL98 | Chile | 0.23288
-36.75 | -72.25 | p_solar_Chile_CL99 | Chile | 0.22984
-37.25 | -72.25 | p_solar_Chile_CL100 | Chile | 0.2285
-37.75 | -72.25 | p_solar_Chile_CL101 | Chile | 0.22224
-38.25 | -72.25 | p_solar_Chile_CL102 | Chile | 0.21213
-38.75 | -72.25 | p_solar_Chile_CL103 | Chile | 0.20334
-39.25 | -72.25 | p_solar_Chile_CL104 | Chile | 0.19616
-34.25 | -71.75 | p_solar_Chile_CL125 | Chile | 0.24298
-34.75 | -71.75 | p_solar_Chile_CL126 | Chile | 0.24009
-35.25 | -71.75 | p_solar_Chile_CL127 | Chile | 0.23714
-35.75 | -71.75 | p_solar_Chile_CL128 | Chile | 0.23512
-36.25 | -71.75 | p_solar_Chile_CL129 | Chile | 0.23557
-36.75 | -71.75 | p_solar_Chile_CL130 | Chile | 0.23825
-37.25 | -71.75 | p_solar_Chile_CL131 | Chile | 0.2374
-38.25 | -71.75 | p_solar_Chile_CL133 | Chile | 0.22516
-38.75 | -71.75 | p_solar_Chile_CL134 | Chile | 0.21788
-28.75 | -71.25 | p_solar_Chile_CL145 | Chile | 0.27719
-29.25 | -71.25 | p_solar_Chile_CL146 | Chile | 0.27718
-29.75 | -71.25 | p_solar_Chile_CL147 | Chile | 0.27428
-30.25 | -71.25 | p_solar_Chile_CL148 | Chile | 0.27242
-31.75 | -71.25 | p_solar_Chile_CL151 | Chile | 0.26642
-32.25 | -71.25 | p_solar_Chile_CL152 | Chile | 0.26128
-32.75 | -71.25 | p_solar_Chile_CL153 | Chile | 0.25466
-33.25 | -71.25 | p_solar_Chile_CL154 | Chile | 0.24881
-33.75 | -71.25 | p_solar_Chile_CL155 | Chile | 0.24361
-34.25 | -71.25 | p_solar_Chile_CL156 | Chile | 0.2396
-34.75 | -71.25 | p_solar_Chile_CL157 | Chile | 0.23886
-35.25 | -71.25 | p_solar_Chile_CL158 | Chile | 0.24051
-35.75 | -71.25 | p_solar_Chile_CL159 | Chile | 0.24524
-36.25 | -71.25 | p_solar_Chile_CL160 | Chile | 0.25208
-36.75 | -71.25 | p_solar_Chile_CL161 | Chile | 0.25765
-37.25 | -71.25 | p_solar_Chile_CL162 | Chile | 0.25731
-37.75 | -71.25 | p_solar_Chile_CL163 | Chile | 0.2525
-38.25 | -71.25 | p_solar_Chile_CL164 | Chile | 0.24699
-38.75 | -71.25 | p_solar_Chile_CL165 | Chile | 0.2408
-27.25 | -70.75 | p_solar_Chile_CL171 | Chile | 0.27335
-27.75 | -70.75 | p_solar_Chile_CL172 | Chile | 0.27393
-28.25 | -70.75 | p_solar_Chile_CL173 | Chile | 0.28148
-28.75 | -70.75 | p_solar_Chile_CL174 | Chile | 0.2898
-29.25 | -70.75 | p_solar_Chile_CL175 | Chile | 0.29639
-29.75 | -70.75 | p_solar_Chile_CL176 | Chile | 0.29685
-30.25 | -70.75 | p_solar_Chile_CL177 | Chile | 0.29525
-30.75 | -70.75 | p_solar_Chile_CL178 | Chile | 0.2968
-31.25 | -70.75 | p_solar_Chile_CL179 | Chile | 0.29939
-31.75 | -70.75 | p_solar_Chile_CL180 | Chile | 0.2969
-32.25 | -70.75 | p_solar_Chile_CL181 | Chile | 0.28761
-32.75 | -70.75 | p_solar_Chile_CL182 | Chile | 0.27631
-33.75 | -70.75 | p_solar_Chile_CL184 | Chile | 0.26046
-34.25 | -70.75 | p_solar_Chile_CL185 | Chile | 0.26246
-34.75 | -70.75 | p_solar_Chile_CL186 | Chile | 0.26847
-35.25 | -70.75 | p_solar_Chile_CL187 | Chile | 0.2744
-35.75 | -70.75 | p_solar_Chile_CL188 | Chile | 0.27842
-36.25 | -70.75 | p_solar_Chile_CL189 | Chile | 0.27969
-18.75 | -70.25 | p_solar_Chile_CL192 | Chile | 0.26799
-19.25 | -70.25 | p_solar_Chile_CL193 | Chile | 0.27023
-22.75 | -70.25 | p_solar_Chile_CL194 | Chile | 0.27707
-23.25 | -70.25 | p_solar_Chile_CL195 | Chile | 0.2797
-23.75 | -70.25 | p_solar_Chile_CL196 | Chile | 0.28205
-24.25 | -70.25 | p_solar_Chile_CL197 | Chile | 0.28946
-24.75 | -70.25 | p_solar_Chile_CL198 | Chile | 0.29527
-25.25 | -70.25 | p_solar_Chile_CL199 | Chile | 0.29237
-25.75 | -70.25 | p_solar_Chile_CL200 | Chile | 0.28668
-26.25 | -70.25 | p_solar_Chile_CL201 | Chile | 0.28626
-26.75 | -70.25 | p_solar_Chile_CL202 | Chile | 0.29048
-27.25 | -70.25 | p_solar_Chile_CL203 | Chile | 0.29058
-27.75 | -70.25 | p_solar_Chile_CL204 | Chile | 0.29267
-28.25 | -70.25 | p_solar_Chile_CL205 | Chile | 0.30262
-28.75 | -70.25 | p_solar_Chile_CL206 | Chile | 0.31302
-29.25 | -70.25 | p_solar_Chile_CL207 | Chile | 0.3199
-29.75 | -70.25 | p_solar_Chile_CL208 | Chile | 0.32061
-30.25 | -70.25 | p_solar_Chile_CL209 | Chile | 0.31942
-32.75 | -70.25 | p_solar_Chile_CL210 | Chile | 0.30318
-33.25 | -70.25 | p_solar_Chile_CL211 | Chile | 0.29702
-33.75 | -70.25 | p_solar_Chile_CL212 | Chile | 0.29201
-34.25 | -70.25 | p_solar_Chile_CL213 | Chile | 0.29424
-17.75 | -69.75 | p_solar_Chile_CL219 | Chile | 0.28568
-18.25 | -69.75 | p_solar_Chile_CL220 | Chile | 0.284
-18.75 | -69.75 | p_solar_Chile_CL221 | Chile | 0.28546
-19.25 | -69.75 | p_solar_Chile_CL222 | Chile | 0.28615
-19.75 | -69.75 | p_solar_Chile_CL223 | Chile | 0.28373
-20.25 | -69.75 | p_solar_Chile_CL224 | Chile | 0.27986
-20.75 | -69.75 | p_solar_Chile_CL225 | Chile | 0.27738
-21.25 | -69.75 | p_solar_Chile_CL226 | Chile | 0.27871
-21.75 | -69.75 | p_solar_Chile_CL227 | Chile | 0.28502
-22.25 | -69.75 | p_solar_Chile_CL228 | Chile | 0.29055
-22.75 | -69.75 | p_solar_Chile_CL229 | Chile | 0.29214
-23.25 | -69.75 | p_solar_Chile_CL230 | Chile | 0.2924
-23.75 | -69.75 | p_solar_Chile_CL231 | Chile | 0.29373
-24.25 | -69.75 | p_solar_Chile_CL232 | Chile | 0.29994
-24.75 | -69.75 | p_solar_Chile_CL233 | Chile | 0.3075
-25.25 | -69.75 | p_solar_Chile_CL234 | Chile | 0.30928
-25.75 | -69.75 | p_solar_Chile_CL235 | Chile | 0.30654
-26.25 | -69.75 | p_solar_Chile_CL236 | Chile | 0.30637
-26.75 | -69.75 | p_solar_Chile_CL237 | Chile | 0.30997
-27.25 | -69.75 | p_solar_Chile_CL238 | Chile | 0.31244
-27.75 | -69.75 | p_solar_Chile_CL239 | Chile | 0.31661
-28.25 | -69.75 | p_solar_Chile_CL240 | Chile | 0.32463
-28.75 | -69.75 | p_solar_Chile_CL241 | Chile | 0.33019
-18.25 | -69.25 | p_solar_Chile_CL247 | Chile | 0.29338
-18.75 | -69.25 | p_solar_Chile_CL248 | Chile | 0.298
-19.25 | -69.25 | p_solar_Chile_CL249 | Chile | 0.29982
-19.75 | -69.25 | p_solar_Chile_CL250 | Chile | 0.29813
-20.25 | -69.25 | p_solar_Chile_CL251 | Chile | 0.29574
-20.75 | -69.25 | p_solar_Chile_CL252 | Chile | 0.29379
-21.25 | -69.25 | p_solar_Chile_CL253 | Chile | 0.29353
-21.75 | -69.25 | p_solar_Chile_CL254 | Chile | 0.29589
-22.25 | -69.25 | p_solar_Chile_CL255 | Chile | 0.29763
-22.75 | -69.25 | p_solar_Chile_CL256 | Chile | 0.29885
-23.25 | -69.25 | p_solar_Chile_CL257 | Chile | 0.30012
-23.75 | -69.25 | p_solar_Chile_CL258 | Chile | 0.30221
-24.25 | -69.25 | p_solar_Chile_CL259 | Chile | 0.30891
-24.75 | -69.25 | p_solar_Chile_CL260 | Chile | 0.31897
-25.25 | -69.25 | p_solar_Chile_CL261 | Chile | 0.32521
-25.75 | -69.25 | p_solar_Chile_CL262 | Chile | 0.32616
-26.25 | -69.25 | p_solar_Chile_CL263 | Chile | 0.32796
-26.75 | -69.25 | p_solar_Chile_CL264 | Chile | 0.33146
-27.25 | -69.25 | p_solar_Chile_CL265 | Chile | 0.33402
-27.75 | -69.25 | p_solar_Chile_CL266 | Chile | 0.33604
-19.25 | -68.75 | p_solar_Chile_CL272 | Chile | 0.30356
-19.75 | -68.75 | p_solar_Chile_CL273 | Chile | 0.30609
-20.25 | -68.75 | p_solar_Chile_CL274 | Chile | 0.30902
-20.75 | -68.75 | p_solar_Chile_CL275 | Chile | 0.31225
-21.25 | -68.75 | p_solar_Chile_CL276 | Chile | 0.31412
-21.75 | -68.75 | p_solar_Chile_CL277 | Chile | 0.31356
-22.25 | -68.75 | p_solar_Chile_CL278 | Chile | 0.30986
-22.75 | -68.75 | p_solar_Chile_CL279 | Chile | 0.30881
-23.25 | -68.75 | p_solar_Chile_CL280 | Chile | 0.30873
-23.75 | -68.75 | p_solar_Chile_CL281 | Chile | 0.31176
-24.25 | -68.75 | p_solar_Chile_CL282 | Chile | 0.32289
-24.75 | -68.75 | p_solar_Chile_CL283 | Chile | 0.33339
-25.25 | -68.75 | p_solar_Chile_CL284 | Chile | 0.33789
-25.75 | -68.75 | p_solar_Chile_CL285 | Chile | 0.33932
-26.25 | -68.75 | p_solar_Chile_CL286 | Chile | 0.34132
-26.75 | -68.75 | p_solar_Chile_CL287 | Chile | 0.34336
-21.25 | -68.25 | p_solar_Chile_CL294 | Chile | 0.31619
-21.75 | -68.25 | p_solar_Chile_CL295 | Chile | 0.32043
-22.25 | -68.25 | p_solar_Chile_CL296 | Chile | 0.32166
-22.75 | -68.25 | p_solar_Chile_CL297 | Chile | 0.31699
-23.25 | -68.25 | p_solar_Chile_CL298 | Chile | 0.31219
-23.75 | -68.25 | p_solar_Chile_CL299 | Chile | 0.31731
-24.25 | -68.25 | p_solar_Chile_CL300 | Chile | 0.32878
-23.25 | -67.75 | p_solar_Chile_CL301 | Chile | 0.3266
-23.75 | -67.75 | p_solar_Chile_CL302 | Chile | 0.32954
-23.25 | -67.25 | p_solar_Chile_CL304 | Chile | 0.33164
-19.75 | -60.25 | p_solar_Paraguay_PY29 | Paraguay | 0.2107
-20.25 | -60.25 | p_solar_Paraguay_PY30 | Paraguay | 0.21153
-20.75 | -60.25 | p_solar_Paraguay_PY31 | Paraguay | 0.21227
-19.75 | -59.75 | p_solar_Paraguay_PY38 | Paraguay | 0.20939
-20.25 | -59.75 | p_solar_Paraguay_PY39 | Paraguay | 0.20962
-20.75 | -59.75 | p_solar_Paraguay_PY40 | Paraguay | 0.21036
-21.25 | -59.75 | p_solar_Paraguay_PY41 | Paraguay | 0.21126
-21.75 | -59.75 | p_solar_Paraguay_PY42 | Paraguay | 0.21175
-22.25 | -59.75 | p_solar_Paraguay_PY43 | Paraguay | 0.21142
-19.75 | -59.25 | p_solar_Paraguay_PY47 | Paraguay | 0.20849
-20.25 | -59.25 | p_solar_Paraguay_PY48 | Paraguay | 0.20809
-20.75 | -59.25 | p_solar_Paraguay_PY49 | Paraguay | 0.20861
-21.25 | -59.25 | p_solar_Paraguay_PY50 | Paraguay | 0.20977
-21.75 | -59.25 | p_solar_Paraguay_PY51 | Paraguay | 0.21089
-22.25 | -59.25 | p_solar_Paraguay_PY52 | Paraguay | 0.21092
-22.75 | -59.25 | p_solar_Paraguay_PY53 | Paraguay | 0.21017
-23.25 | -59.25 | p_solar_Paraguay_PY54 | Paraguay | 0.20986
-19.75 | -58.75 | p_solar_Paraguay_PY57 | Paraguay | 0.2068
-20.25 | -58.75 | p_solar_Paraguay_PY58 | Paraguay | 0.20663
-20.75 | -58.75 | p_solar_Paraguay_PY59 | Paraguay | 0.20687
-21.25 | -58.75 | p_solar_Paraguay_PY60 | Paraguay | 0.20836
-21.75 | -58.75 | p_solar_Paraguay_PY61 | Paraguay | 0.21026
-22.25 | -58.75 | p_solar_Paraguay_PY62 | Paraguay | 0.2109
-22.75 | -58.75 | p_solar_Paraguay_PY63 | Paraguay | 0.21077
-23.25 | -58.75 | p_solar_Paraguay_PY64 | Paraguay | 0.21063
-23.75 | -58.75 | p_solar_Paraguay_PY65 | Paraguay | 0.21014
-20.25 | -58.25 | p_solar_Paraguay_PY68 | Paraguay | 0.20607
-20.75 | -58.25 | p_solar_Paraguay_PY69 | Paraguay | 0.20636
-21.25 | -58.25 | p_solar_Paraguay_PY70 | Paraguay | 0.20783
-21.75 | -58.25 | p_solar_Paraguay_PY71 | Paraguay | 0.20996
-22.25 | -58.25 | p_solar_Paraguay_PY72 | Paraguay | 0.21093
-22.75 | -58.25 | p_solar_Paraguay_PY73 | Paraguay | 0.21056
-23.25 | -58.25 | p_solar_Paraguay_PY74 | Paraguay | 0.20988
-23.75 | -58.25 | p_solar_Paraguay_PY75 | Paraguay | 0.20916
-24.25 | -58.25 | p_solar_Paraguay_PY76 | Paraguay | 0.20863
-24.75 | -58.25 | p_solar_Paraguay_PY77 | Paraguay | 0.20842
-22.25 | -57.75 | p_solar_Paraguay_PY79 | Paraguay | 0.21153
-22.75 | -57.75 | p_solar_Paraguay_PY80 | Paraguay | 0.21107
-23.25 | -57.75 | p_solar_Paraguay_PY81 | Paraguay | 0.21018
-23.75 | -57.75 | p_solar_Paraguay_PY82 | Paraguay | 0.20965
-24.25 | -57.75 | p_solar_Paraguay_PY83 | Paraguay | 0.20928
-24.75 | -57.75 | p_solar_Paraguay_PY84 | Paraguay | 0.20904
-25.75 | -57.75 | p_solar_Paraguay_PY85 | Paraguay | 0.2104
-22.25 | -57.25 | p_solar_Paraguay_PY89 | Paraguay | 0.21224
-22.75 | -57.25 | p_solar_Paraguay_PY90 | Paraguay | 0.21164
-23.25 | -57.25 | p_solar_Paraguay_PY91 | Paraguay | 0.21106
-23.75 | -57.25 | p_solar_Paraguay_PY92 | Paraguay | 0.21063
-24.25 | -57.25 | p_solar_Paraguay_PY93 | Paraguay | 0.21017
-24.75 | -57.25 | p_solar_Paraguay_PY94 | Paraguay | 0.2096
-25.25 | -57.25 | p_solar_Paraguay_PY95 | Paraguay | 0.20993
-25.75 | -57.25 | p_solar_Paraguay_PY96 | Paraguay | 0.21068
-26.25 | -57.25 | p_solar_Paraguay_PY97 | Paraguay | 0.21055
-22.25 | -56.75 | p_solar_Paraguay_PY100 | Paraguay | 0.213
-22.75 | -56.75 | p_solar_Paraguay_PY101 | Paraguay | 0.2126
-23.25 | -56.75 | p_solar_Paraguay_PY102 | Paraguay | 0.2127
-23.75 | -56.75 | p_solar_Paraguay_PY103 | Paraguay | 0.21209
-24.25 | -56.75 | p_solar_Paraguay_PY104 | Paraguay | 0.21115
-24.75 | -56.75 | p_solar_Paraguay_PY105 | Paraguay | 0.21035
-25.25 | -56.75 | p_solar_Paraguay_PY106 | Paraguay | 0.21037
-25.75 | -56.75 | p_solar_Paraguay_PY107 | Paraguay | 0.21169
-26.25 | -56.75 | p_solar_Paraguay_PY108 | Paraguay | 0.21211
-22.25 | -56.25 | p_solar_Paraguay_PY111 | Paraguay | 0.21398
-22.75 | -56.25 | p_solar_Paraguay_PY112 | Paraguay | 0.21498
-23.25 | -56.25 | p_solar_Paraguay_PY113 | Paraguay | 0.21562
-23.75 | -56.25 | p_solar_Paraguay_PY114 | Paraguay | 0.21441
-24.25 | -56.25 | p_solar_Paraguay_PY115 | Paraguay | 0.2129
-24.75 | -56.25 | p_solar_Paraguay_PY116 | Paraguay | 0.21248
-25.25 | -56.25 | p_solar_Paraguay_PY117 | Paraguay | 0.21286
-25.75 | -56.25 | p_solar_Paraguay_PY118 | Paraguay | 0.21341
-26.25 | -56.25 | p_solar_Paraguay_PY119 | Paraguay | 0.21305
-22.75 | -55.75 | p_solar_Paraguay_PY122 | Paraguay | 0.21807
-23.25 | -55.75 | p_solar_Paraguay_PY123 | Paraguay | 0.2182
-23.75 | -55.75 | p_solar_Paraguay_PY124 | Paraguay | 0.21678
-24.25 | -55.75 | p_solar_Paraguay_PY125 | Paraguay | 0.21449
-24.75 | -55.75 | p_solar_Paraguay_PY126 | Paraguay | 0.21425
-25.25 | -55.75 | p_solar_Paraguay_PY127 | Paraguay | 0.2155
-25.75 | -55.75 | p_solar_Paraguay_PY128 | Paraguay | 0.21541
-26.25 | -55.75 | p_solar_Paraguay_PY129 | Paraguay | 0.21473
-24.75 | -55.25 | p_solar_Paraguay_PY133 | Paraguay | 0.2164
-30.75 | -57.75 | p_solar_Uruguay_UY3 | Uruguay | 0.22203
-31.75 | -57.75 | p_solar_Uruguay_UY5 | Uruguay | 0.22348
-32.25 | -57.75 | p_solar_Uruguay_UY6 | Uruguay | 0.22385
-32.75 | -57.75 | p_solar_Uruguay_UY7 | Uruguay | 0.22334
-33.25 | -57.75 | p_solar_Uruguay_UY8 | Uruguay | 0.22265
-33.75 | -57.75 | p_solar_Uruguay_UY9 | Uruguay | 0.22217
-34.25 | -57.75 | p_solar_Uruguay_UY10 | Uruguay | 0.22262
-30.75 | -57.25 | p_solar_Uruguay_UY11 | Uruguay | 0.22184
-31.25 | -57.25 | p_solar_Uruguay_UY12 | Uruguay | 0.22259
-31.75 | -57.25 | p_solar_Uruguay_UY13 | Uruguay | 0.22379
-32.25 | -57.25 | p_solar_Uruguay_UY14 | Uruguay | 0.22434
-32.75 | -57.25 | p_solar_Uruguay_UY15 | Uruguay | 0.22341
-33.25 | -57.25 | p_solar_Uruguay_UY16 | Uruguay | 0.22255
-33.75 | -57.25 | p_solar_Uruguay_UY17 | Uruguay | 0.222
-34.25 | -57.25 | p_solar_Uruguay_UY18 | Uruguay | 0.22181
-30.25 | -56.75 | p_solar_Uruguay_UY19 | Uruguay | 0.22078
-30.75 | -56.75 | p_solar_Uruguay_UY20 | Uruguay | 0.22173
-31.25 | -56.75 | p_solar_Uruguay_UY21 | Uruguay | 0.22256
-31.75 | -56.75 | p_solar_Uruguay_UY22 | Uruguay | 0.22382
-32.25 | -56.75 | p_solar_Uruguay_UY23 | Uruguay | 0.22433
-32.75 | -56.75 | p_solar_Uruguay_UY24 | Uruguay | 0.2234
-33.25 | -56.75 | p_solar_Uruguay_UY25 | Uruguay | 0.22216
-33.75 | -56.75 | p_solar_Uruguay_UY26 | Uruguay | 0.22107
-34.25 | -56.75 | p_solar_Uruguay_UY27 | Uruguay | 0.22043
-34.75 | -56.75 | p_solar_Uruguay_UY28 | Uruguay | 0.22109
-30.75 | -56.25 | p_solar_Uruguay_UY29 | Uruguay | 0.22191
-31.25 | -56.25 | p_solar_Uruguay_UY30 | Uruguay | 0.22265
-31.75 | -56.25 | p_solar_Uruguay_UY31 | Uruguay | 0.22288
-32.25 | -56.25 | p_solar_Uruguay_UY32 | Uruguay | 0.22305
-32.75 | -56.25 | p_solar_Uruguay_UY33 | Uruguay | 0.2231
-33.25 | -56.25 | p_solar_Uruguay_UY34 | Uruguay | 0.22166
-33.75 | -56.25 | p_solar_Uruguay_UY35 | Uruguay | 0.21934
-34.25 | -56.25 | p_solar_Uruguay_UY36 | Uruguay | 0.21836
-34.75 | -56.25 | p_solar_Uruguay_UY37 | Uruguay | 0.21949
-31.75 | -55.75 | p_solar_Uruguay_UY39 | Uruguay | 0.22126
-32.25 | -55.75 | p_solar_Uruguay_UY40 | Uruguay | 0.22154
-32.75 | -55.75 | p_solar_Uruguay_UY41 | Uruguay | 0.22164
-33.25 | -55.75 | p_solar_Uruguay_UY42 | Uruguay | 0.22053
-33.75 | -55.75 | p_solar_Uruguay_UY43 | Uruguay | 0.21851
-34.25 | -55.75 | p_solar_Uruguay_UY44 | Uruguay | 0.21732
-34.75 | -55.75 | p_solar_Uruguay_UY45 | Uruguay | 0.21961
-31.25 | -55.25 | p_solar_Uruguay_UY46 | Uruguay | 0.22025
-31.75 | -55.25 | p_solar_Uruguay_UY47 | Uruguay | 0.22032
-32.25 | -55.25 | p_solar_Uruguay_UY48 | Uruguay | 0.22017
-33.25 | -55.25 | p_solar_Uruguay_UY50 | Uruguay | 0.21966
-33.75 | -55.25 | p_solar_Uruguay_UY51 | Uruguay | 0.21809
-34.25 | -55.25 | p_solar_Uruguay_UY52 | Uruguay | 0.21701
-34.75 | -55.25 | p_solar_Uruguay_UY53 | Uruguay | 0.21935
-32.25 | -54.75 | p_solar_Uruguay_UY55 | Uruguay | 0.21851
-33.75 | -54.75 | p_solar_Uruguay_UY58 | Uruguay | 0.21676
-34.25 | -54.75 | p_solar_Uruguay_UY59 | Uruguay | 0.21605
-34.75 | -54.75 | p_solar_Uruguay_UY60 | Uruguay | 0.21932
-32.25 | -54.25 | p_solar_Uruguay_UY61 | Uruguay | 0.2167
-32.75 | -54.25 | p_solar_Uruguay_UY62 | Uruguay | 0.21664
-33.25 | -54.25 | p_solar_Uruguay_UY63 | Uruguay | 0.21659
-33.75 | -54.25 | p_solar_Uruguay_UY64 | Uruguay | 0.21502
-34.25 | -54.25 | p_solar_Uruguay_UY65 | Uruguay | 0.21466
-32.25 | -53.75 | p_solar_Uruguay_UY66 | Uruguay | 0.21515
-32.75 | -53.75 | p_solar_Uruguay_UY67 | Uruguay | 0.2151
-33.25 | -53.75 | p_solar_Uruguay_UY68 | Uruguay | 0.21527
-33.75 | -53.75 | p_solar_Uruguay_UY69 | Uruguay | 0.21484

## Supp. Figure 13
Supplementary Figure 13 (lines) | [5 empty] | Supplementary Figure 13 (boxes)
Argentina | Brazil | Uruguay | Paraguay | Chile | pol | scenario | SolarPV Argentina | SolarPV Brazil | SolarPV Chile | SolarPV Paraguay | SolarPV Uruguay | Wind Argentina | Wind Brazil | Wind Chile | Wind Paraguay | Wind Uruguay | emis_policy | exist_trd | op_char | fixed_pv | pol | group
0.76494 | 0.56145 | 0.68414 | 0.29627 | 0.31911 | 90%Cut,Lim | prm15_wcost_re17_c2p1_t1 | 0 | 80845.5211 | 0 | 2577.8707 | 3006.0047 | 5921.1854 | 81609 | 0 | 144.5183 | 7562.8491 | 0 | 1 | 17 | 1 | NoCut,Lim | 11
0.91968 | 0.53954 | 0.60818 | 0.59137 | 0.0017623 | 90%Cut,Full | prm15_wcost_re2_c2p1_t1 | 7012.0209 | 126359.1723 | 6566.8794 | 6146.4953 | 4008.7016 | 0 | 50643 | 0 | 0 | 6576.0935 | 0 | 1 | 2 | 0 | NoCut,Lim | 10
0.72817 | 0.43788 | 0.6729 | 0.3531 | 0 | NoCut,Lim | prm15_wcost_re14_c2p1_t1 | 501.9 | 98261.3 | 0 | 2488.6233 | 3368.6079 | 5769.0323 | 64172.3148 | 0 | 0 | 7569.4521 | 0 | 1 | 14 | 1 | NoCut,Lim | 11
0.84665 | 0.476 | 0.70672 | 0.78559 | 0 | NoCut,Full | prm15_wcost_re3_c2p1_t1 | 7134.3106 | 128729.7 | 6566.8794 | 6146.4953 | 4620.6909 | 0 | 28587 | 0 | 0 | 6203.9218 | 0 | 1 | 3 | 0 | NoCut,Lim | 10
0.87634 | 0.59891 | 0.67099 | 0.39206 | 0.55435 | 90%Cut,Lim | prm15_wcost_re18_c2p1_t1 | 1361.8246 | 109583.5 | 0 | 2488.6233 | 3628.5206 | 1452 | 49410 | 0 | 0 | 7717.9997 | 0 | 1 | 18 | 1 | NoCut,Lim | 11
0.99424 | 0.57704 | 0.66863 | 0.7115 | 0 | 90%Cut,Full | prm15_wcost_re13_c2p1_t1 | 1878.8 | 114479.8 | 0 | 2488.6233 | 3957.6207 | 585 | 42544.678 | 0 | 0 | 7709.8727 | 0 | 1 | 13 | 1 | NoCut,Lim | 11
1 | 0.81621 | 0.73378 | 0.34091 |  | NoCut,Lim | prm15_wcost_re4_c2p1_t1 | 7134.3106 | 127785.7 | 6566.8794 | 6146.4953 | 4117.086 | 0 | 47275.0964 | 0 | 0 | 6622.1616 | 0 | 1 | 4 | 0 | NoCut,Lim | 10
1 | 0.82729 | 0.77836 | 1 |  | NoCut,Full | prm15_wcost_re1_c2p1_t1 | 5089.9106 | 115561.8 | 6566.8794 | 3872.6411 | 3172.61 | 8991 | 80235 | 0 | 1880.9892 | 6634.6805 | 0 | 1 | 1 | 0 | NoCut,Lim | 10
0.81045 | 0.58884 | 0.66363 | 0.32986 | 0.41651 | 90%Cut,Lim | prm15_wcost_re5_c2p1_t1 | 6474.4671 | 122906.7987 | 6566.8794 | 6060.2 | 3754.9418 | 0 | 51231 | 0 | 48.8307 | 6648.6351 | 0 | 1 | 5 | 0 | NoCut,Lim | 10
0.99116 | 0.56538 | 0.666 | 0.72123 | 0 | 90%Cut,Full | prm15_wcost_re15_c2p1_t1 | 0 | 82626.5 | 0 | 2576.6455 | 3067.755 | 5931.4635 | 72177 | 0 | 144.3551 | 7616.4034 | 0 | 1 | 15 | 1 | NoCut,Lim | 11
0.96076 | 0.42304 | 0.6954 | 0.042806 |  | NoCut,Lim | prm15_wcost_re12_c2p1_t1 | 239 | 89110.4435 | 0 | 2571.0461 | 3351.5398 | 5851.443 | 65337 | 0 | 114.9784 | 7651.4033 | 0 | 1 | 12 | 1 | NoCut,Lim | 11
1 | 0.42288 | 0.67839 | 0.81705 |  | NoCut,Full | prm15_wcost_re6_c2p1_t1 | 6013.0468 | 118106.8 | 6566.8794 | 3841.6 | 3356.0958 | 3258 | 68850 | 0 | 1809.378 | 6658.2063 | 0 | 1 | 6 | 0 | NoCut,Lim | 10
0.79331 | 0.56321 | 0.683 | 0.28967 | 0.39937 | 90%Cut,Lim | prm15_wcost_re16_c2p1_t1 | 0 | 54041.5 | 0 | 3700.5 | 2748.7159 | 8318.0687 | 95582.6824 | 0 | 1840.7078 | 7329.1899 | 0 | 1 | 16 | 1 | NoCut,Lim | 11
0.98175 | 0.55848 | 0.67431 | 0.74213 | 0 | 90%Cut,Full | prm15_wcost_re11_c2p1_t1 | 0 | 23835.8913 | 0 | 3608.8991 | 2609.0134 | 7973.8573 | 105852 | 0 | 1866.6904 | 7191.0579 | 0 | 1 | 11 | 1 | NoCut,Lim | 11
0.23744 | 0.27094 | 0.6608 | 0 |  | NoCut,Lim | prm15_wcost_re7_c2p1_t1 | 6212.8 | 122015.4 | 6566.8794 | 5621.4 | 3694.142 | 0 | 55980 | 0 | 337.8631 | 6589.2045 | 0 | 1 | 7 | 0 | NoCut,Lim | 10
0 | 0.26119 | 0 | 0.48468 |  | NoCut,Full | prm15_wcost_re19_c2p1_t1 | 1868.3083 | 109583.5 | 0 | 2488.6233 | 3853.0958 | 1491.7352 | 47649 | 0 | 0 | 7584.2272 | 0 | 1 | 19 | 1 | NoCut,Lim | 11
0.81532 | 0.58017 | 0.66876 | 0.31329 | 0.41933 | 90%Cut,Lim | prm15_wcost_re8_c2p1_t1 | 7134.3106 | 128578.9 | 6566.8794 | 6146.4953 | 4296.3594 | 0 | 38745 | 0 | 0 | 6538.8093 | 0 | 1 | 8 | 0 | NoCut,Lim | 10
0.99012 | 0.56728 | 0.67606 | 0.71944 | 0 | 90%Cut,Full | prm15_wcost_re10_c2p1_t1 | 4759.7 | 110461.4 | 6566.6256 | 3554.8664 | 3174.6166 | 12750 | 86047.0093 | 0 | 1940.3738 | 6530.601 | 0 | 1 | 10 | 0 | NoCut,Lim | 10
0.91996 | 0.39507 | 0.69203 | 0 |  | NoCut,Lim | prm15_wcost_re9_c2p1_t1 | 7126.6164 | 128578.9 | 6566.8794 | 6146.4953 | 4506.31 | 0 | 38430 | 0 | 0 | 6273.3382 | 0 | 1 | 9 | 0 | NoCut,Lim | 10
0.94598 | 0.39003 | 0.65134 | 0.67992 |  | NoCut,Full | prm15_wcost_re20_c2p1_t1 | 0 | 18161.4 | 0 | 3563.3164 | 2463.6679 | 12750 | 116146.9408 | 0 | 1840.3348 | 7183.9219 | 0 | 1 | 20 | 1 | NoCut,Lim | 11
0.80835 | 0.58997 | 0.6819 | 0.33286 | 0.41945 | 90%Cut,Lim | prm15_wcost_re1_c2p1_tn | 4631.7 | 112152.2 | 6572.4692 | 5465.8 | 3228.0987 | 8991 | 78885 | 0 | 4232.6879 | 6546.8508 | 0 | 0 | 1 | 0 | NoCut,Full | 0
0.99368 | 0.561 | 0.66763 | 0.72419 | 0 | 90%Cut,Full | prm15_wcost_re18_c2p1_tn | 373.4 | 109432.7515 | 0 | 5376.4935 | 1971.7208 | 585 | 49410 | 0 | 5592 | 0 | 0 | 0 | 18 | 1 | NoCut,Full | 1
1 | 0.46625 | 0.71287 | 0.053052 |  | NoCut,Lim | prm15_wcost_re19_c2p1_tn | 501.9 | 109583.5 | 0 | 5011.3 | 1971.7208 | 0 | 47649 | 0 | 5659.7808 | 0 | 0 | 0 | 19 | 1 | NoCut,Full | 1
1 | 0.46625 | 0.73826 | 0.88475 |  | NoCut,Full | prm15_wcost_re2_c2p1_tn | 4343.2877 | 119052.7 | 5640.8175 | 6203.8 | 3759.6 | 0 | 51966.7229 | 0 | 3724.9567 | 5424 | 0 | 0 | 2 | 0 | NoCut,Full | 0
0.8745 | 0.60031 | 0.6624 | 0.35768 | 0.529 | 90%Cut,Lim | prm15_wcost_re4_c2p1_tn | 5154.32 | 121436.9 | 5640.8175 | 6986.9 | 3542.273 | 0 | 44673.7087 | 0 | 2238.3811 | 3898.7015 | 0 | 0 | 4 | 0 | NoCut,Full | 0
0.99142 | 0.56596 | 0.65216 | 0.71838 | 0 | 90%Cut,Full | prm15_wcost_re5_c2p1_tn | 5172.8 | 114710 | 5640.8175 | 5779.8 | 3534.6459 | 0 | 53433.6327 | 0 | 3564.5263 | 6082.8576 | 0 | 0 | 5 | 0 | NoCut,Full | 0
1 | 0.63882 | 0.72725 | 0.33219 |  | NoCut,Lim | prm15_wcost_re6_c2p1_tn | 3815.4774 | 103364.6 | 5640.8175 | 4857.2 | 3197.8836 | 3054 | 64263 | 0 | 4574.7565 | 6714.7161 | 0 | 0 | 6 | 0 | NoCut,Full | 0
1 | 0.65076 | 0.76596 | 1 |  | NoCut,Full | prm15_wcost_re7_c2p1_tn | 4255.3261 | 112919.4 | 5640.8175 | 5779.8 | 3404.7627 | 0 | 55980 | 0 | 3962.7555 | 6223.5929 | 0 | 0 | 7 | 0 | NoCut,Full | 0
0.84687 | 0.59503 | 0.67687 | 0.33934 | 0.4239 | 90%Cut,Lim | prm15_wcost_re8_c2p1_tn | 5367.5604 | 125529 | 5640.8175 | 7852.8 | 3230.2626 | 0 | 38745 | 0 | 683.6959 | 1860 | 0 | 0 | 8 | 0 | NoCut,Full | 0
0.99164 | 0.56929 | 0.66448 | 0.7268 | 0 | 90%Cut,Full | prm15_wcost_re20_c2p1_tn | 0 | 15725.4 | 0 | 0 | 2009.1685 | 12750 | 110919 | 0 | 10031.5433 | 7343.8449 | 0 | 0 | 20 | 1 | NoCut,Full | 1
1 | 0.50235 | 0.71558 | 0.053085 |  | NoCut,Lim | prm15_wcost_re3_c2p1_tn | 5835.4257 | 127156.6848 | 5640.8175 | 7852.8 | 3035.5784 | 0 | 30093 | 0 | 372.8171 | 0 | 0 | 0 | 3 | 0 | NoCut,Full | 0
1 | 0.50334 | 0.74811 | 0.93671 |  | NoCut,Full | prm15_wcost_re9_c2p1_tn | 5531 | 125529 | 5640.8175 | 7693.2 | 3246.2004 | 0 | 38430 | 0 | 1773.0961 | 1860 | 0 | 0 | 9 | 0 | NoCut,Full | 0
0.81484 | 0.55681 | 0.68408 | 0.30181 | 0.38486 | 90%Cut,Lim | prm15_wcost_re13_c2p1_tn | 501.9 | 113343.5011 | 0 | 5621.4 | 1939.2609 | 0 | 40070.3064 | 0 | 5287.1886 | 0 | 0 | 0 | 13 | 1 | NoCut,Full | 1
0.99019 | 0.56587 | 0.68046 | 0.75397 | 0 | 90%Cut,Full | prm15_wcost_re17_c2p1_tn | 0 | 78954.2 | 0 | 516.7 | 2417.2087 | 5752.8278 | 80016 | 0 | 7647.5923 | 7178.9487 | 0 | 0 | 17 | 1 | NoCut,Full | 1
0.51602 | 0.31077 | 0.68021 | 0 |  | NoCut,Lim | prm15_wcost_re15_c2p1_tn | 0 | 82626.5 | 0 | 932.8012 | 2466.7154 | 5786.3117 | 72177 | 0 | 7161 | 6957.512 | 0 | 0 | 15 | 1 | NoCut,Full | 1
0.61039 | 0.31106 | 0 | 0.50982 |  | NoCut,Full | prm15_wcost_re12_c2p1_tn | 0 | 89168 | 0 | 1592.8 | 2288.3305 | 5896.777 | 65337 | 0 | 7113.1956 | 4827 | 0 | 0 | 12 | 1 | NoCut,Full | 1
0.81569 | 0.58145 | 0.69136 | 0.30591 | 0.40267 | 90%Cut,Lim | prm15_wcost_re11_c2p1_tn | 0 | 21056.7 | 0 | 0 | 2104.8 | 8991 | 100860.0007 | 0 | 9837.5011 | 7391.643 | 0 | 0 | 11 | 1 | NoCut,Full | 1
0.98148 | 0.58553 | 0.67179 | 0.71144 | 0 | 90%Cut,Full | prm15_wcost_re16_c2p1_tn | 0 | 49202.1731 | 0 | 0 | 2180.8867 | 6105.3423 | 91683 | 0 | 10188.9843 | 7137.7067 | 0 | 0 | 16 | 1 | NoCut,Full | 1
0.44396 | 0.30305 | 0.66311 | 0 |  | NoCut,Lim | prm15_wcost_re14_c2p1_tn | 239 | 97692.9498 | 0 | 2914.9334 | 2104.8 | 4185 | 62466 | 0 | 6192.0001 | 3932.0165 | 0 | 0 | 14 | 1 | NoCut,Full | 1
0 | 0.30305 | 0 | 0.53038 |  | NoCut,Full | prm15_wcost_re10_c2p1_tn | 2309.4 | 95553.975 | 5640.8175 | 2013.1 | 2782.7843 | 12750 | 86802.6337 | 0 | 7376.1244 | 6705.6282 | 0 | 0 | 10 | 0 | NoCut,Full | 0
0.77587 | 0.56407 | 0.67573 | 0.28641 | 0.29626 | 90%Cut,Lim | prm15_wcost_re11_c2p1_co2_cut90p_t1 | 9660.6 | 130357.8848 | 18261.9853 | 6640.8 | 3565.4383 | 68459.221 | 194649 | 22716 | 4282.5872 | 7271.4894 | 1 | 1 | 11 | 1 | 90%Cut,Lim | 111
0.91714 | 0.53041 | 0.61942 | 0.60629 | 0 | 90%Cut,Full | prm15_wcost_re12_c2p1_co2_cut90p_t1 | 17624 | 134739.3 | 27031.5538 | 8312.7 | 4098.6353 | 75355.8183 | 192963 | 19296 | 4091.713 | 8086.3593 | 1 | 1 | 12 | 1 | 90%Cut,Lim | 111
0.63852 | 0.40979 | 0.6765 | 0.32692 | 0 | NoCut,Lim | prm15_wcost_re3_c2p1_co2_cut90p_t1 | 32313.4 | 134739.3 | 33449.1878 | 8842.3137 | 4014.8802 | 65879.4534 | 153371.505 | 12885.563 | 3643.8689 | 8291.0341 | 1 | 1 | 3 | 0 | 90%Cut,Lim | 110
0.66 | 0.41293 | 0.66976 | 0.43643 | 0 | NoCut,Full | prm15_wcost_re8_c2p1_co2_cut90p_t1 | 29626.8195 | 134739.3 | 33007.9359 | 8788.065 | 3909.0786 | 69033 | 161256.4401 | 12025.0925 | 3590.6769 | 7980.044 | 1 | 1 | 8 | 0 | 90%Cut,Lim | 110
0.88605 | 0.61291 | 0.66633 | 0.44237 | 0.58406 | 90%Cut,Lim | prm15_wcost_re5_c2p1_co2_cut90p_t1 | 24251.7076 | 134739.3 | 32696.6372 | 8544.1296 | 3506.3 | 72322.0951 | 188439 | 12056.5376 | 3377.9084 | 7339.1468 | 1 | 1 | 5 | 0 | 90%Cut,Lim | 110
0.9918 | 0.59625 | 0.69951 | 0.68976 | 0.0029309 | 90%Cut,Full | prm15_wcost_re13_c2p1_co2_cut90p_t1 | 20179.9 | 134739.3 | 27894.6503 | 9523.2 | 4297.693 | 77452.6628 | 173740.0742 | 18547.4774 | 3883.5757 | 9259.7851 | 1 | 1 | 13 | 1 | 90%Cut,Lim | 111
1 | 0.86478 | 0.74463 | 0.34057 |  | NoCut,Lim | prm15_wcost_re4_c2p1_co2_cut90p_t1 | 25531.3576 | 134739.3 | 32261.4761 | 8721.9095 | 3637.2517 | 75704.0437 | 180777 | 11997.9467 | 3445.9007 | 7720.1976 | 1 | 1 | 4 | 0 | 90%Cut,Lim | 110
1 | 0.87583 | 0.78518 | 1 |  | NoCut,Full | prm15_wcost_re9_c2p1_co2_cut90p_t1 | 30287.0029 | 134739.3 | 32768.6 | 8828.2831 | 4123.7833 | 69558.5539 | 176359.9556 | 12875.2004 | 3542.8385 | 7923.4709 | 1 | 1 | 9 | 0 | 90%Cut,Lim | 110
0.74235 | 0.58058 | 0.66382 | 0.27745 | 0.2863 | 90%Cut,Lim | prm15_wcost_re14_c2p1_co2_cut90p_t1 | 17624 | 134739.3 | 26973.6987 | 8836.0994 | 4135.2181 | 77807.4734 | 186195 | 19479 | 4031.1323 | 8348.6813 | 1 | 1 | 14 | 1 | 90%Cut,Lim | 111
0.89497 | 0.54559 | 0.62596 | 0.65578 | 0 | 90%Cut,Full | prm15_wcost_re7_c2p1_co2_cut90p_t1 | 23165.5 | 134739.3 | 31378.0576 | 8474.6027 | 3601.8042 | 70171.2551 | 190527 | 11509.6874 | 3382.2448 | 7492.3667 | 1 | 1 | 7 | 0 | 90%Cut,Lim | 110
0 | 0.28612 | 0.62128 | 0 | 0 | NoCut,Lim | prm15_wcost_re6_c2p1_co2_cut90p_t1 | 21072.8271 | 134739.3 | 29998.0885 | 8389.9447 | 3177.6812 | 65578.0293 | 180420.0351 | 12277.0344 | 3254.7331 | 7018.0952 | 1 | 1 | 6 | 0 | 90%Cut,Lim | 110
0 | 0.30386 | 0.59062 | 0.37517 | 0 | NoCut,Full | prm15_wcost_re18_c2p1_co2_cut90p_t1 | 17481.1 | 134739.3 | 27854.0937 | 9217.2 | 4119.1575 | 76930.0819 | 169283.0323 | 17426.6998 | 3984.3768 | 8919.2542 | 1 | 1 | 18 | 1 | 90%Cut,Lim | 111
0.67092 | 0.53234 | 0.67374 | 0.29183 | 0.2781 | 90%Cut,Lim | prm15_wcost_re10_c2p1_co2_cut90p_t1 | 18584.7 | 133852.4 | 27585.5 | 7852.8 | 3118.4816 | 60479.0323 | 171362.0143 | 12928.1591 | 3306.0139 | 6754.5018 | 1 | 1 | 10 | 0 | 90%Cut,Lim | 110
0.87716 | 0.5367 | 0.62939 | 0.64586 | 0 | 90%Cut,Full | prm15_wcost_re2_c2p1_co2_cut90p_t1 | 25329.4944 | 134739.3 | 32528.0921 | 8717.7511 | 3738.9875 | 72979.8156 | 186510 | 13048.6204 | 3347.542 | 7383.0035 | 1 | 1 | 2 | 0 | 90%Cut,Lim | 110
0 | 0.18172 | 0.57313 | 0 | 0 | NoCut,Lim | prm15_wcost_re15_c2p1_co2_cut90p_t1 | 17624 | 134739.3 | 26960.4117 | 8188.7559 | 3744.6338 | 74333.7661 | 193866 | 19479 | 4085.751 | 8027.1928 | 1 | 1 | 15 | 1 | 90%Cut,Lim | 111
0 | 0.19137 | 0 | 0.045324 | 0 | NoCut,Full | prm15_wcost_re20_c2p1_co2_cut90p_t1 | 8527.2 | 125715.4 | 16023.3985 | 5624.2 | 3578.6344 | 66308.5366 | 199054.5865 | 22500 | 4461.6388 | 7146.5263 | 1 | 1 | 20 | 1 | 90%Cut,Lim | 111
0.7478 | 0.57296 | 0.67975 | 0.2832 | 0.27108 | 90%Cut,Lim | prm15_wcost_re17_c2p1_co2_cut90p_t1 | 13283.6936 | 134739.3 | 26472.5357 | 8010.2 | 3753.5281 | 73462.9041 | 197979 | 19479 | 4114.2674 | 7862.5625 | 1 | 1 | 17 | 1 | 90%Cut,Lim | 111
0.88911 | 0.5527 | 0.63875 | 0.66225 | 0 | 90%Cut,Full | prm15_wcost_re16_c2p1_co2_cut90p_t1 | 9950.0995 | 134026.7 | 20033.1094 | 7396.1582 | 3781.5076 | 69333.0618 | 201301.722 | 22500 | 4118.5866 | 7419.5612 | 1 | 1 | 16 | 1 | 90%Cut,Lim | 111
0 | 0.27005 | 0.61663 | 0 | 0 | NoCut,Lim | prm15_wcost_re19_c2p1_co2_cut90p_t1 | 17624 | 134739.3 | 27704.3541 | 9214.7815 | 4049.4685 | 77997.3105 | 187180.4321 | 18675.5932 | 4061.2453 | 9071.1051 | 1 | 1 | 19 | 1 | 90%Cut,Lim | 111
0 | 0.26894 | 0.52395 | 0.24264 | 0 | NoCut,Full | prm15_wcost_re1_c2p1_co2_cut90p_t1 | 18213 | 134366.2 | 29276.4386 | 8145.5478 | 3231.6178 | 63047.5644 | 173863.7008 | 12324.5913 | 3269.351 | 6734.2887 | 1 | 1 | 1 | 0 | 90%Cut,Lim | 110
0.74888 | 0.58308 | 0.6767 | 0.28333 | 0.2694 | 90%Cut,Lim | prm15_wcost_re9_c2p1_co2_cut90p_tn | 11598.0191 | 134739.3 | 33780.2848 | 8771.3 | 5001.5557 | 83926.7748 | 181785.3761 | 0 | 15374.5924 | 8394.3511 | 1 | 0 | 9 | 0 | 90%Cut,Full | 100
0.89802 | 0.5451 | 0.62991 | 0.6449 | 0 | 90%Cut,Full | prm15_wcost_re18_c2p1_co2_cut90p_tn | 1031.2 | 133875.2 | 25440.1295 | 5488.4703 | 4271.9448 | 104034 | 174497.093 | 0 | 16819.3946 | 9097.0647 | 1 | 0 | 18 | 1 | 90%Cut,Full | 101
0 | 0.2942 | 0.63907 | 0.0079932 | 0 | NoCut,Lim | prm15_wcost_re10_c2p1_co2_cut90p_tn | 5817.7255 | 129552.4 | 33987.1856 | 7543.378 | 4246.7048 | 66617.9197 | 151803.317 | 60 | 10916.9739 | 6591.5979 | 1 | 0 | 10 | 0 | 90%Cut,Full | 100
0 | 0.31779 | 0.63248 | 0.38146 | 0 | NoCut,Full | prm15_wcost_re17_c2p1_co2_cut90p_tn | 801.3588 | 132762 | 23028.383 | 5926.7 | 4179.3867 | 95002.7784 | 175476 | 0 | 15767.1794 | 8277.1478 | 1 | 0 | 17 | 1 | 90%Cut,Full | 101
0.75681 | 0.57247 | 0.68833 | 0.2795 | 0.29041 | 90%Cut,Lim | prm15_wcost_re8_c2p1_co2_cut90p_tn | 11341.2621 | 134739.3 | 31710.8638 | 8832.723 | 4920.2878 | 85442.3622 | 164421.5255 | 0 | 15069 | 8246.7583 | 1 | 0 | 8 | 0 | 90%Cut,Full | 100
0.91349 | 0.52893 | 0.61912 | 0.62356 | 0 | 90%Cut,Full | prm15_wcost_re11_c2p1_co2_cut90p_tn | 501.9 | 121156.82 | 23370.883 | 5541.5015 | 3788.4074 | 86634.4369 | 165294 | 0 | 13666.2011 | 7644.1291 | 1 | 0 | 11 | 1 | 90%Cut,Full | 101
0.35142 | 0.36827 | 0.66487 | 0.32019 | 0 | NoCut,Lim | prm15_wcost_re7_c2p1_co2_cut90p_tn | 8463.3 | 134202.5 | 31609.8691 | 7718.0495 | 4329.2648 | 74211.0241 | 161187 | 0 | 13754.3823 | 7442.7198 | 1 | 0 | 7 | 0 | 90%Cut,Full | 100
0.44458 | 0.38337 | 0.67739 | 0.48503 | 0 | NoCut,Full | prm15_wcost_re19_c2p1_co2_cut90p_tn | 1916.6961 | 134642.8 | 28684.8006 | 6640.8 | 4438.3686 | 101578.4271 | 190214.0274 | 0 | 16372.8983 | 9084.4252 | 1 | 0 | 19 | 1 | 90%Cut,Full | 101
0.75181 | 0.58576 | 0.67534 | 0.28526 | 0.26837 | 90%Cut,Lim | prm15_wcost_re2_c2p1_co2_cut90p_tn | 9140.0997 | 134739.3 | 34237.5321 | 7693.2 | 4594.3615 | 77885.8233 | 161774.5813 | 0 | 14656.5386 | 7688.7037 | 1 | 0 | 2 | 0 | 90%Cut,Full | 100
0.89763 | 0.54568 | 0.63224 | 0.64056 | 0 | 90%Cut,Full | prm15_wcost_re14_c2p1_co2_cut90p_tn | 1062.14 | 134642.8 | 25763 | 6445.381 | 4285.4071 | 106495.1592 | 176512.5247 | 0 | 16527.5497 | 8943.4663 | 1 | 0 | 14 | 1 | 90%Cut,Full | 101
0 | 0.3145 | 0.64076 | 0.056695 | 0 | NoCut,Lim | prm15_wcost_re1_c2p1_co2_cut90p_tn | 6124.0396 | 131494.1396 | 34141.9239 | 7352.2922 | 4188.6504 | 67783.4364 | 148524.8216 | 0 | 11322.0447 | 6817.1941 | 1 | 0 | 1 | 0 | 90%Cut,Full | 100
0 | 0.33144 | 0.64638 | 0.40675 | 0 | NoCut,Full | prm15_wcost_re12_c2p1_co2_cut90p_tn | 912.9265 | 134567.8 | 24879.0379 | 6215.2424 | 4318.0785 | 102360.7806 | 175053.0164 | 0 | 16080.1745 | 8610.1329 | 1 | 0 | 12 | 1 | 90%Cut,Full | 101
0.69971 | 0.54479 | 0.67121 | 0.29007 | 0.26703 | 90%Cut,Lim | prm15_wcost_re5_c2p1_co2_cut90p_tn | 8702.3 | 134516.3226 | 31763.9316 | 7693.2 | 4436.0567 | 76631.3453 | 161187 | 0 | 13971.4873 | 7550.5128 | 1 | 0 | 5 | 0 | 90%Cut,Full | 100
0.88282 | 0.54961 | 0.62632 | 0.63046 | 0 | 90%Cut,Full | prm15_wcost_re20_c2p1_co2_cut90p_tn | 679.973 | 116706.9 | 23473.5673 | 5896.4292 | 3326.6577 | 82242.4119 | 172352.6842 | 69 | 13109.6687 | 7744.0063 | 1 | 0 | 20 | 1 | 90%Cut,Full | 101
0 | 0.23156 | 0.60348 | 0 | 0 | NoCut,Lim | prm15_wcost_re13_c2p1_co2_cut90p_tn | 1934.0283 | 134567.8 | 29217.5316 | 5910.46 | 4498.3071 | 104034 | 170214.8679 | 0 | 17009.456 | 9313.3868 | 1 | 0 | 13 | 1 | 90%Cut,Full | 101
0 | 0.23586 | 0.3654 | 0.080091 | 0 | NoCut,Full | prm15_wcost_re4_c2p1_co2_cut90p_tn | 10132.9816 | 134739.3 | 33385.4584 | 7852.8 | 4539.0223 | 81246.3817 | 166491.0243 | 0 | 15397.3562 | 8025.7166 | 1 | 0 | 4 | 0 | 90%Cut,Full | 100
0.69666 | 0.56689 | 0.6577 | 0.28638 | 0.28208 | 90%Cut,Lim | prm15_wcost_re15_c2p1_co2_cut90p_tn | 636.7 | 133528 | 23276.8441 | 6060.2 | 4175.1507 | 100167.7086 | 170632.6747 | 0 | 15912.5161 | 8386.7046 | 1 | 0 | 15 | 1 | 90%Cut,Full | 101
0.87859 | 0.57432 | 0.62664 | 0.63674 | 0 | 90%Cut,Full | prm15_wcost_re3_c2p1_co2_cut90p_tn | 12033.7944 | 134739.3 | 32522.3038 | 8276.62 | 4976.2048 | 85927.4359 | 156086.7479 | 0 | 15094.6511 | 8450.8828 | 1 | 0 | 3 | 0 | 90%Cut,Full | 100
0 | 0.23011 | 0.58196 | 0 | 0 | NoCut,Lim | prm15_wcost_re16_c2p1_co2_cut90p_tn | 776.9 | 127887.4 | 23640.8535 | 5581.6267 | 4183.3162 | 89730.4175 | 166759.456 | 0 | 14237.9021 | 7843.2305 | 1 | 0 | 16 | 1 | 90%Cut,Full | 101
0 | 0.23439 | 0.36426 | 0.18731 | 0 | NoCut,Full | prm15_wcost_re6_c2p1_co2_cut90p_tn | 6743.6 | 132564.7275 | 34184.3008 | 7285.9953 | 4318.0579 | 71204.703 | 148850.1508 | 0 | 12068.7454 | 7018.9818 | 1 | 0 | 6 | 0 | 90%Cut,Full | 100

## Supp. Figure 14
Supplementary Figure 14a |  |  |  |  | Supplementary Figure 14b
Latitude | Longitude | project | load_zone | d_trans_km | Latitude | Longitude | project | load_zone | d_trans_km
-50.75 | -71.75 | p_wind_Argentina_AR30 | Argentina | 25.5705 | -40.25 | -71.75 | p_solar_Argentina_AR13 | Argentina | 24.6985
-51.25 | -71.75 | p_wind_Argentina_AR31 | Argentina | 14.568 | -40.75 | -71.75 | p_solar_Argentina_AR14 | Argentina | 6.0657
-51.75 | -71.75 | p_wind_Argentina_AR32 | Argentina | 40.3246 | -41.25 | -71.75 | p_solar_Argentina_AR15 | Argentina | 49.0991
-50.25 | -71.25 | p_wind_Argentina_AR54 | Argentina | 40.3073 | -39.25 | -71.25 | p_solar_Argentina_AR33 | Argentina | 23.6191
-50.75 | -71.25 | p_wind_Argentina_AR55 | Argentina | 5.7358 | -39.75 | -71.25 | p_solar_Argentina_AR34 | Argentina | 7.6818
-51.25 | -71.25 | p_wind_Argentina_AR56 | Argentina | 25.1101 | -40.25 | -71.25 | p_solar_Argentina_AR35 | Argentina | 6.9633
-51.75 | -71.25 | p_wind_Argentina_AR57 | Argentina | 71.478 | -40.75 | -71.25 | p_solar_Argentina_AR36 | Argentina | 26.9739
-44.75 | -70.75 | p_wind_Argentina_AR74 | Argentina | 180.9758 | -41.25 | -71.25 | p_solar_Argentina_AR37 | Argentina | 52.5429
-45.25 | -70.75 | p_wind_Argentina_AR75 | Argentina | 140.7599 | -36.75 | -70.75 | p_solar_Argentina_AR58 | Argentina | 0.99523
-45.75 | -70.75 | p_wind_Argentina_AR76 | Argentina | 89.6259 | -37.25 | -70.75 | p_solar_Argentina_AR59 | Argentina | 0.0264
-46.25 | -70.75 | p_wind_Argentina_AR77 | Argentina | 49.1958 | -37.75 | -70.75 | p_solar_Argentina_AR60 | Argentina | 2.7091
-46.75 | -70.75 | p_wind_Argentina_AR78 | Argentina | 36.1489 | -38.25 | -70.75 | p_solar_Argentina_AR61 | Argentina | 8.7447
-47.25 | -70.75 | p_wind_Argentina_AR79 | Argentina | 58.1516 | -38.75 | -70.75 | p_solar_Argentina_AR62 | Argentina | 16.9202
-47.75 | -70.75 | p_wind_Argentina_AR80 | Argentina | 105.4925 | -39.25 | -70.75 | p_solar_Argentina_AR63 | Argentina | 13.0936
-48.25 | -70.75 | p_wind_Argentina_AR81 | Argentina | 158.2962 | -39.75 | -70.75 | p_solar_Argentina_AR64 | Argentina | 11.8595
-48.75 | -70.75 | p_wind_Argentina_AR82 | Argentina | 163.2778 | -40.25 | -70.75 | p_solar_Argentina_AR65 | Argentina | 4.1773
-49.25 | -70.75 | p_wind_Argentina_AR83 | Argentina | 146.835 | -40.75 | -70.75 | p_solar_Argentina_AR66 | Argentina | 18.2145
-49.75 | -70.75 | p_wind_Argentina_AR84 | Argentina | 105.5431 | -41.25 | -70.75 | p_solar_Argentina_AR67 | Argentina | 73.7404
-50.25 | -70.75 | p_wind_Argentina_AR85 | Argentina | 59.9105 | -30.75 | -70.25 | p_solar_Argentina_AR89 | Argentina | 80.5106
-50.75 | -70.75 | p_wind_Argentina_AR86 | Argentina | 25.4878 | -31.25 | -70.25 | p_solar_Argentina_AR90 | Argentina | 70.9823
-51.25 | -70.75 | p_wind_Argentina_AR87 | Argentina | 14.7208 | -31.75 | -70.25 | p_solar_Argentina_AR91 | Argentina | 86.7908
-51.75 | -70.75 | p_wind_Argentina_AR88 | Argentina | 50.8029 | -32.25 | -70.25 | p_solar_Argentina_AR92 | Argentina | 123.9364
-44.25 | -70.25 | p_wind_Argentina_AR112 | Argentina | 126.8881 | -34.75 | -70.25 | p_solar_Argentina_AR93 | Argentina | 74.0484
-44.75 | -70.25 | p_wind_Argentina_AR113 | Argentina | 151.9934 | -35.25 | -70.25 | p_solar_Argentina_AR94 | Argentina | 53.8452
-45.25 | -70.25 | p_wind_Argentina_AR114 | Argentina | 117.079 | -35.75 | -70.25 | p_solar_Argentina_AR95 | Argentina | 63.7683
-45.75 | -70.25 | p_wind_Argentina_AR115 | Argentina | 78.2403 | -36.25 | -70.25 | p_solar_Argentina_AR96 | Argentina | 69.5714
-46.25 | -70.25 | p_wind_Argentina_AR116 | Argentina | 23.1101 | -36.75 | -70.25 | p_solar_Argentina_AR97 | Argentina | 26.4132
-46.75 | -70.25 | p_wind_Argentina_AR117 | Argentina | 9.6986 | -37.25 | -70.25 | p_solar_Argentina_AR98 | Argentina | 1.4052
-47.25 | -70.25 | p_wind_Argentina_AR118 | Argentina | 42.0799 | -37.75 | -70.25 | p_solar_Argentina_AR99 | Argentina | 3.513
-47.75 | -70.25 | p_wind_Argentina_AR119 | Argentina | 97.6368 | -38.25 | -70.25 | p_solar_Argentina_AR100 | Argentina | 8.6714
-48.25 | -70.25 | p_wind_Argentina_AR120 | Argentina | 153.1822 | -38.75 | -70.25 | p_solar_Argentina_AR101 | Argentina | 1.3592
-48.75 | -70.25 | p_wind_Argentina_AR121 | Argentina | 129.1617 | -39.25 | -70.25 | p_solar_Argentina_AR102 | Argentina | 31.9561
-49.25 | -70.25 | p_wind_Argentina_AR122 | Argentina | 116.9157 | -39.75 | -70.25 | p_solar_Argentina_AR103 | Argentina | 13.6258
-49.75 | -70.25 | p_wind_Argentina_AR123 | Argentina | 80.8158 | -40.25 | -70.25 | p_solar_Argentina_AR104 | Argentina | 4.9163
-50.25 | -70.25 | p_wind_Argentina_AR124 | Argentina | 41.0762 | -40.75 | -70.25 | p_solar_Argentina_AR105 | Argentina | 39.6313
-50.75 | -70.25 | p_wind_Argentina_AR125 | Argentina | 1.5467 | -41.25 | -70.25 | p_solar_Argentina_AR106 | Argentina | 84.8129
-51.25 | -70.25 | p_wind_Argentina_AR126 | Argentina | 11.3435 | -41.75 | -70.25 | p_solar_Argentina_AR107 | Argentina | 92.2881
-51.75 | -70.25 | p_wind_Argentina_AR127 | Argentina | 24.7124 | -29.25 | -69.75 | p_solar_Argentina_AR128 | Argentina | 123.2805
-40.75 | -69.75 | p_wind_Argentina_AR151 | Argentina | 64.7539 | -29.75 | -69.75 | p_solar_Argentina_AR129 | Argentina | 80.9646
-41.25 | -69.75 | p_wind_Argentina_AR152 | Argentina | 108.9318 | -30.25 | -69.75 | p_solar_Argentina_AR130 | Argentina | 53.2644
-43.75 | -69.75 | p_wind_Argentina_AR157 | Argentina | 68.9956 | -30.75 | -69.75 | p_solar_Argentina_AR131 | Argentina | 33.0402
-44.25 | -69.75 | p_wind_Argentina_AR158 | Argentina | 124.479 | -31.25 | -69.75 | p_solar_Argentina_AR132 | Argentina | 25.3102
-44.75 | -69.75 | p_wind_Argentina_AR159 | Argentina | 128.5769 | -31.75 | -69.75 | p_solar_Argentina_AR133 | Argentina | 51.344
-45.25 | -69.75 | p_wind_Argentina_AR160 | Argentina | 84.8269 | -32.25 | -69.75 | p_solar_Argentina_AR134 | Argentina | 102.4214
-45.75 | -69.75 | p_wind_Argentina_AR161 | Argentina | 62.3834 | -32.75 | -69.75 | p_solar_Argentina_AR135 | Argentina | 67.3383
-46.25 | -69.75 | p_wind_Argentina_AR162 | Argentina | 33.4348 | -33.25 | -69.75 | p_solar_Argentina_AR136 | Argentina | 52.9206
-46.75 | -69.75 | p_wind_Argentina_AR163 | Argentina | 6.5515 | -33.75 | -69.75 | p_solar_Argentina_AR137 | Argentina | 62.1161
-47.25 | -69.75 | p_wind_Argentina_AR164 | Argentina | 53.6459 | -34.25 | -69.75 | p_solar_Argentina_AR138 | Argentina | 61.5487
-47.75 | -69.75 | p_wind_Argentina_AR165 | Argentina | 103.9022 | -34.75 | -69.75 | p_solar_Argentina_AR139 | Argentina | 43.1321
-48.25 | -69.75 | p_wind_Argentina_AR166 | Argentina | 119.8942 | -35.25 | -69.75 | p_solar_Argentina_AR140 | Argentina | 8.3919
-48.75 | -69.75 | p_wind_Argentina_AR167 | Argentina | 95.1425 | -35.75 | -69.75 | p_solar_Argentina_AR141 | Argentina | 29.5338
-49.25 | -69.75 | p_wind_Argentina_AR168 | Argentina | 80.5145 | -36.25 | -69.75 | p_solar_Argentina_AR142 | Argentina | 63.3468
-49.75 | -69.75 | p_wind_Argentina_AR169 | Argentina | 56.3479 | -36.75 | -69.75 | p_solar_Argentina_AR143 | Argentina | 12.7129
-50.25 | -69.75 | p_wind_Argentina_AR170 | Argentina | 15.7027 | -37.25 | -69.75 | p_solar_Argentina_AR144 | Argentina | 6.5539
-50.75 | -69.75 | p_wind_Argentina_AR171 | Argentina | 23.0236 | -37.75 | -69.75 | p_solar_Argentina_AR145 | Argentina | 34.8713
-51.25 | -69.75 | p_wind_Argentina_AR172 | Argentina | 38.1609 | -38.25 | -69.75 | p_solar_Argentina_AR146 | Argentina | 9.2215
-51.75 | -69.75 | p_wind_Argentina_AR173 | Argentina | 12.2535 | -38.75 | -69.75 | p_solar_Argentina_AR147 | Argentina | 9.9263
-39.75 | -69.25 | p_wind_Argentina_AR197 | Argentina | 10.254 | -39.25 | -69.75 | p_solar_Argentina_AR148 | Argentina | 33.8478
-40.25 | -69.25 | p_wind_Argentina_AR198 | Argentina | 43.8479 | -39.75 | -69.75 | p_solar_Argentina_AR149 | Argentina | 0.0042571
-40.75 | -69.25 | p_wind_Argentina_AR199 | Argentina | 88.491 | -40.25 | -69.75 | p_solar_Argentina_AR150 | Argentina | 21.6475
-41.25 | -69.25 | p_wind_Argentina_AR200 | Argentina | 133.4018 | -40.75 | -69.75 | p_solar_Argentina_AR151 | Argentina | 64.7539
-43.25 | -69.25 | p_wind_Argentina_AR204 | Argentina | 18.1705 | -41.25 | -69.75 | p_solar_Argentina_AR152 | Argentina | 108.9318
-43.75 | -69.25 | p_wind_Argentina_AR205 | Argentina | 72.2096 | -41.75 | -69.75 | p_solar_Argentina_AR153 | Argentina | 128.8793
-44.25 | -69.25 | p_wind_Argentina_AR206 | Argentina | 125.9672 | -28.25 | -69.25 | p_solar_Argentina_AR174 | Argentina | 150.9868
-44.75 | -69.25 | p_wind_Argentina_AR207 | Argentina | 114.205 | -28.75 | -69.25 | p_solar_Argentina_AR175 | Argentina | 121.0062
-45.25 | -69.25 | p_wind_Argentina_AR208 | Argentina | 61.1286 | -29.25 | -69.25 | p_solar_Argentina_AR176 | Argentina | 82.214
-45.75 | -69.25 | p_wind_Argentina_AR209 | Argentina | 24.5984 | -29.75 | -69.25 | p_solar_Argentina_AR177 | Argentina | 52.2612
-46.25 | -69.25 | p_wind_Argentina_AR210 | Argentina | 1.5006 | -30.25 | -69.25 | p_solar_Argentina_AR178 | Argentina | 12.5086
-46.75 | -69.25 | p_wind_Argentina_AR211 | Argentina | 18.6305 | -30.75 | -69.25 | p_solar_Argentina_AR179 | Argentina | 13.2599
-47.25 | -69.25 | p_wind_Argentina_AR212 | Argentina | 70.5823 | -31.25 | -69.25 | p_solar_Argentina_AR180 | Argentina | 19.8761
-47.75 | -69.25 | p_wind_Argentina_AR213 | Argentina | 108.9835 | -31.75 | -69.25 | p_solar_Argentina_AR181 | Argentina | 36.5661
-48.25 | -69.25 | p_wind_Argentina_AR214 | Argentina | 83.7669 | -32.25 | -69.25 | p_solar_Argentina_AR182 | Argentina | 57.4698
-48.75 | -69.25 | p_wind_Argentina_AR215 | Argentina | 61.2567 | -32.75 | -69.25 | p_solar_Argentina_AR183 | Argentina | 33.6064
-49.25 | -69.25 | p_wind_Argentina_AR216 | Argentina | 44.1121 | -33.25 | -69.25 | p_solar_Argentina_AR184 | Argentina | 9.4754
-49.75 | -69.25 | p_wind_Argentina_AR217 | Argentina | 26.5971 | -33.75 | -69.25 | p_solar_Argentina_AR185 | Argentina | 22.3216
-50.25 | -69.25 | p_wind_Argentina_AR218 | Argentina | 8.1625 | -34.25 | -69.25 | p_solar_Argentina_AR186 | Argentina | 15.6374
-50.75 | -69.25 | p_wind_Argentina_AR219 | Argentina | 48.6575 | -34.75 | -69.25 | p_solar_Argentina_AR187 | Argentina | 26.2906
-51.25 | -69.25 | p_wind_Argentina_AR220 | Argentina | 46.0673 | -35.25 | -69.25 | p_solar_Argentina_AR188 | Argentina | 26.5629
-51.75 | -69.25 | p_wind_Argentina_AR221 | Argentina | 13.9581 | -35.75 | -69.25 | p_solar_Argentina_AR189 | Argentina | 40.2539
-39.25 | -68.75 | p_wind_Argentina_AR246 | Argentina | 0.3954 | -36.25 | -69.25 | p_solar_Argentina_AR190 | Argentina | 82.7811
-39.75 | -68.75 | p_wind_Argentina_AR247 | Argentina | 23.5685 | -36.75 | -69.25 | p_solar_Argentina_AR191 | Argentina | 44.5292
-40.25 | -68.75 | p_wind_Argentina_AR248 | Argentina | 50.4067 | -37.25 | -69.25 | p_solar_Argentina_AR192 | Argentina | 7.6646
-40.75 | -68.75 | p_wind_Argentina_AR249 | Argentina | 103.3996 | -37.75 | -69.25 | p_solar_Argentina_AR193 | Argentina | 6.5142
-41.25 | -68.75 | p_wind_Argentina_AR250 | Argentina | 157.7185 | -38.25 | -69.25 | p_solar_Argentina_AR194 | Argentina | 20.0032
-41.75 | -68.75 | p_wind_Argentina_AR251 | Argentina | 152.6857 | -38.75 | -69.25 | p_solar_Argentina_AR195 | Argentina | 3.549
-42.75 | -68.75 | p_wind_Argentina_AR253 | Argentina | 43.5042 | -39.25 | -69.25 | p_solar_Argentina_AR196 | Argentina | 17.7648
-43.25 | -68.75 | p_wind_Argentina_AR254 | Argentina | 11.0669 | -39.75 | -69.25 | p_solar_Argentina_AR197 | Argentina | 10.254
-43.75 | -68.75 | p_wind_Argentina_AR255 | Argentina | 66.1507 | -40.25 | -69.25 | p_solar_Argentina_AR198 | Argentina | 43.8479
-44.25 | -68.75 | p_wind_Argentina_AR256 | Argentina | 121.0036 | -40.75 | -69.25 | p_solar_Argentina_AR199 | Argentina | 88.491
-44.75 | -68.75 | p_wind_Argentina_AR257 | Argentina | 112.1388 | -41.25 | -69.25 | p_solar_Argentina_AR200 | Argentina | 133.4018
-45.25 | -68.75 | p_wind_Argentina_AR258 | Argentina | 57.7225 | -41.75 | -69.25 | p_solar_Argentina_AR201 | Argentina | 148.321
-45.75 | -68.75 | p_wind_Argentina_AR259 | Argentina | 4.2297 | -42.25 | -69.25 | p_solar_Argentina_AR202 | Argentina | 92.7964
-46.25 | -68.75 | p_wind_Argentina_AR260 | Argentina | 32.183 | -42.75 | -69.25 | p_solar_Argentina_AR203 | Argentina | 37.2668
-46.75 | -68.75 | p_wind_Argentina_AR261 | Argentina | 21.7947 | -27.25 | -68.75 | p_solar_Argentina_AR222 | Argentina | 95.5078
-47.25 | -68.75 | p_wind_Argentina_AR262 | Argentina | 71.1734 | -27.75 | -68.75 | p_solar_Argentina_AR223 | Argentina | 105.3001
-47.75 | -68.75 | p_wind_Argentina_AR263 | Argentina | 73.7872 | -28.25 | -68.75 | p_solar_Argentina_AR224 | Argentina | 101.9237
-48.25 | -68.75 | p_wind_Argentina_AR264 | Argentina | 49.0479 | -28.75 | -68.75 | p_solar_Argentina_AR225 | Argentina | 84.4914
-48.75 | -68.75 | p_wind_Argentina_AR265 | Argentina | 30.095 | -29.25 | -68.75 | p_solar_Argentina_AR226 | Argentina | 53.0676
-49.25 | -68.75 | p_wind_Argentina_AR266 | Argentina | 7.7103 | -29.75 | -68.75 | p_solar_Argentina_AR227 | Argentina | 15.2153
-49.75 | -68.75 | p_wind_Argentina_AR267 | Argentina | 4.9229 | -30.25 | -68.75 | p_solar_Argentina_AR228 | Argentina | 0.69647
-50.25 | -68.75 | p_wind_Argentina_AR268 | Argentina | 31.4448 | -30.75 | -68.75 | p_solar_Argentina_AR229 | Argentina | 11.0483
-52.25 | -68.75 | p_wind_Argentina_AR269 | Argentina | 79.1683 | -31.75 | -68.75 | p_solar_Argentina_AR231 | Argentina | 14.026
-38.25 | -68.25 | p_wind_Argentina_AR297 | Argentina | 3.206 | -32.25 | -68.75 | p_solar_Argentina_AR232 | Argentina | 10.8348
-38.75 | -68.25 | p_wind_Argentina_AR298 | Argentina | 2.5122 | -32.75 | -68.75 | p_solar_Argentina_AR233 | Argentina | 4.0384
-39.25 | -68.25 | p_wind_Argentina_AR299 | Argentina | 13.052 | -33.25 | -68.75 | p_solar_Argentina_AR234 | Argentina | 2.6072
-39.75 | -68.25 | p_wind_Argentina_AR300 | Argentina | 42.1019 | -33.75 | -68.75 | p_solar_Argentina_AR235 | Argentina | 18.9884
-40.25 | -68.25 | p_wind_Argentina_AR301 | Argentina | 78.6263 | -34.25 | -68.75 | p_solar_Argentina_AR236 | Argentina | 0.41643
-40.75 | -68.25 | p_wind_Argentina_AR302 | Argentina | 119.6074 | -34.75 | -68.75 | p_solar_Argentina_AR237 | Argentina | 8.9236
-41.25 | -68.25 | p_wind_Argentina_AR303 | Argentina | 169.105 | -35.25 | -68.75 | p_solar_Argentina_AR238 | Argentina | 28.4502
-42.75 | -68.25 | p_wind_Argentina_AR306 | Argentina | 47.6071 | -35.75 | -68.75 | p_solar_Argentina_AR239 | Argentina | 60.6956
-43.25 | -68.25 | p_wind_Argentina_AR307 | Argentina | 4.7574 | -36.25 | -68.75 | p_solar_Argentina_AR240 | Argentina | 42.0436
-43.75 | -68.25 | p_wind_Argentina_AR308 | Argentina | 59.8577 | -36.75 | -68.75 | p_solar_Argentina_AR241 | Argentina | 26.4798
-44.25 | -68.25 | p_wind_Argentina_AR309 | Argentina | 114.9627 | -37.25 | -68.75 | p_solar_Argentina_AR242 | Argentina | 20.5456
-44.75 | -68.25 | p_wind_Argentina_AR310 | Argentina | 85.0605 | -37.75 | -68.75 | p_solar_Argentina_AR243 | Argentina | 19.909
-45.75 | -68.25 | p_wind_Argentina_AR312 | Argentina | 4.6799 | -38.25 | -68.75 | p_solar_Argentina_AR244 | Argentina | 4.5256
-46.25 | -68.25 | p_wind_Argentina_AR313 | Argentina | 6.3991 | -38.75 | -68.75 | p_solar_Argentina_AR245 | Argentina | 22.1565
-46.75 | -68.25 | p_wind_Argentina_AR314 | Argentina | 5.5727 | -39.25 | -68.75 | p_solar_Argentina_AR246 | Argentina | 0.3954
-47.25 | -68.25 | p_wind_Argentina_AR315 | Argentina | 41.0553 | -39.75 | -68.75 | p_solar_Argentina_AR247 | Argentina | 23.5685
-47.75 | -68.25 | p_wind_Argentina_AR316 | Argentina | 37.9785 | -40.25 | -68.75 | p_solar_Argentina_AR248 | Argentina | 50.4067
-48.25 | -68.25 | p_wind_Argentina_AR317 | Argentina | 17.5976 | -40.75 | -68.75 | p_solar_Argentina_AR249 | Argentina | 103.3996
-48.75 | -68.25 | p_wind_Argentina_AR318 | Argentina | 0.75747 | -41.25 | -68.75 | p_solar_Argentina_AR250 | Argentina | 157.7185
-49.25 | -68.25 | p_wind_Argentina_AR319 | Argentina | 27.363 | -41.75 | -68.75 | p_solar_Argentina_AR251 | Argentina | 152.6857
-49.75 | -68.25 | p_wind_Argentina_AR320 | Argentina | 36.5401 | -42.25 | -68.75 | p_solar_Argentina_AR252 | Argentina | 98.2132
-53.75 | -68.25 | p_wind_Argentina_AR321 | Argentina | 245.3163 | -42.75 | -68.75 | p_solar_Argentina_AR253 | Argentina | 43.5042
-54.75 | -68.25 | p_wind_Argentina_AR323 | Argentina | 352.5841 | -43.25 | -68.75 | p_solar_Argentina_AR254 | Argentina | 11.0669
-37.75 | -67.75 | p_wind_Argentina_AR351 | Argentina | 12.1861 | -43.75 | -68.75 | p_solar_Argentina_AR255 | Argentina | 66.1507
-38.25 | -67.75 | p_wind_Argentina_AR352 | Argentina | 26.9707 | -44.25 | -68.75 | p_solar_Argentina_AR256 | Argentina | 121.0036
-38.75 | -67.75 | p_wind_Argentina_AR353 | Argentina | 26.269 | -24.75 | -68.25 | p_solar_Argentina_AR270 | Argentina | 87.1647
-39.25 | -67.75 | p_wind_Argentina_AR354 | Argentina | 17.8451 | -25.25 | -68.25 | p_solar_Argentina_AR271 | Argentina | 140.5448
-39.75 | -67.75 | p_wind_Argentina_AR355 | Argentina | 37.3303 | -25.75 | -68.25 | p_solar_Argentina_AR272 | Argentina | 157.3558
-40.25 | -67.75 | p_wind_Argentina_AR356 | Argentina | 92.5185 | -26.25 | -68.25 | p_solar_Argentina_AR273 | Argentina | 107.5977
-40.75 | -67.75 | p_wind_Argentina_AR357 | Argentina | 146.7471 | -26.75 | -68.25 | p_solar_Argentina_AR274 | Argentina | 67.3071
-41.25 | -67.75 | p_wind_Argentina_AR358 | Argentina | 189.133 | -27.25 | -68.25 | p_solar_Argentina_AR275 | Argentina | 46.5265
-42.25 | -67.75 | p_wind_Argentina_AR360 | Argentina | 104.2067 | -27.75 | -68.25 | p_solar_Argentina_AR276 | Argentina | 58.0266
-42.75 | -67.75 | p_wind_Argentina_AR361 | Argentina | 50.5775 | -28.25 | -68.25 | p_solar_Argentina_AR277 | Argentina | 52.8742
-43.25 | -67.75 | p_wind_Argentina_AR362 | Argentina | 3.297 | -28.75 | -68.25 | p_solar_Argentina_AR278 | Argentina | 66.163
-43.75 | -67.75 | p_wind_Argentina_AR363 | Argentina | 58.8442 | -29.25 | -68.25 | p_solar_Argentina_AR279 | Argentina | 11.3507
-44.25 | -67.75 | p_wind_Argentina_AR364 | Argentina | 94.5118 | -29.75 | -68.25 | p_solar_Argentina_AR280 | Argentina | 18.5161
-44.75 | -67.75 | p_wind_Argentina_AR365 | Argentina | 56.6641 | -30.25 | -68.25 | p_solar_Argentina_AR281 | Argentina | 4.7044
-45.25 | -67.75 | p_wind_Argentina_AR366 | Argentina | 18.3354 | -30.75 | -68.25 | p_solar_Argentina_AR282 | Argentina | 36.7606
-45.75 | -67.75 | p_wind_Argentina_AR367 | Argentina | 6.3205 | -31.25 | -68.25 | p_solar_Argentina_AR283 | Argentina | 34.4236
-46.25 | -67.75 | p_wind_Argentina_AR368 | Argentina | 18.1747 | -31.75 | -68.25 | p_solar_Argentina_AR284 | Argentina | 11.0862
-46.75 | -67.75 | p_wind_Argentina_AR369 | Argentina | 10.6316 | -32.25 | -68.25 | p_solar_Argentina_AR285 | Argentina | 24.6599
-47.25 | -67.75 | p_wind_Argentina_AR370 | Argentina | 11.0847 | -32.75 | -68.25 | p_solar_Argentina_AR286 | Argentina | 25.4491
-47.75 | -67.75 | p_wind_Argentina_AR371 | Argentina | 1.8836 | -33.25 | -68.25 | p_solar_Argentina_AR287 | Argentina | 8.7089
-48.25 | -67.75 | p_wind_Argentina_AR372 | Argentina | 15.9869 | -33.75 | -68.25 | p_solar_Argentina_AR288 | Argentina | 50.8304
-48.75 | -67.75 | p_wind_Argentina_AR373 | Argentina | 34.8169 | -34.25 | -68.25 | p_solar_Argentina_AR289 | Argentina | 37.2317
-49.25 | -67.75 | p_wind_Argentina_AR374 | Argentina | 61.3955 | -34.75 | -68.25 | p_solar_Argentina_AR290 | Argentina | 9.9038
-49.75 | -67.75 | p_wind_Argentina_AR375 | Argentina | 68.8972 | -35.25 | -68.25 | p_solar_Argentina_AR291 | Argentina | 9.6188
-53.75 | -67.75 | p_wind_Argentina_AR376 | Argentina | 257.8662 | -35.75 | -68.25 | p_solar_Argentina_AR292 | Argentina | 16.5731
-54.75 | -67.75 | p_wind_Argentina_AR378 | Argentina | 361.2217 | -36.25 | -68.25 | p_solar_Argentina_AR293 | Argentina | 1.2153
-35.25 | -67.25 | p_wind_Argentina_AR402 | Argentina | 51.3579 | -36.75 | -68.25 | p_solar_Argentina_AR294 | Argentina | 18.077
-35.75 | -67.25 | p_wind_Argentina_AR403 | Argentina | 72.9285 | -37.25 | -68.25 | p_solar_Argentina_AR295 | Argentina | 12.2644
-36.25 | -67.25 | p_wind_Argentina_AR404 | Argentina | 84.2298 | -37.75 | -68.25 | p_solar_Argentina_AR296 | Argentina | 1.4752
-36.75 | -67.25 | p_wind_Argentina_AR405 | Argentina | 103.2591 | -38.25 | -68.25 | p_solar_Argentina_AR297 | Argentina | 3.206
-37.25 | -67.25 | p_wind_Argentina_AR406 | Argentina | 79.1912 | -38.75 | -68.25 | p_solar_Argentina_AR298 | Argentina | 2.5122
-37.75 | -67.25 | p_wind_Argentina_AR407 | Argentina | 36.7837 | -39.25 | -68.25 | p_solar_Argentina_AR299 | Argentina | 13.052
-38.25 | -67.25 | p_wind_Argentina_AR408 | Argentina | 6.641 | -39.75 | -68.25 | p_solar_Argentina_AR300 | Argentina | 42.1019
-38.75 | -67.25 | p_wind_Argentina_AR409 | Argentina | 38.4602 | -40.25 | -68.25 | p_solar_Argentina_AR301 | Argentina | 78.6263
-39.25 | -67.25 | p_wind_Argentina_AR410 | Argentina | 22.3997 | -40.75 | -68.25 | p_solar_Argentina_AR302 | Argentina | 119.6074
-39.75 | -67.25 | p_wind_Argentina_AR411 | Argentina | 32.8132 | -41.25 | -68.25 | p_solar_Argentina_AR303 | Argentina | 169.105
-40.25 | -67.25 | p_wind_Argentina_AR412 | Argentina | 88.034 | -41.75 | -68.25 | p_solar_Argentina_AR304 | Argentina | 154.1561
-40.75 | -67.25 | p_wind_Argentina_AR413 | Argentina | 143.2717 | -42.25 | -68.25 | p_solar_Argentina_AR305 | Argentina | 99.6552
-41.25 | -67.25 | p_wind_Argentina_AR414 | Argentina | 148.6516 | -42.75 | -68.25 | p_solar_Argentina_AR306 | Argentina | 47.6071
-41.75 | -67.25 | p_wind_Argentina_AR415 | Argentina | 150.083 | -43.25 | -68.25 | p_solar_Argentina_AR307 | Argentina | 4.7574
-42.25 | -67.25 | p_wind_Argentina_AR416 | Argentina | 94.9399 | -43.75 | -68.25 | p_solar_Argentina_AR308 | Argentina | 59.8577
-43.25 | -67.25 | p_wind_Argentina_AR418 | Argentina | 13.3045 | -44.25 | -68.25 | p_solar_Argentina_AR309 | Argentina | 114.9627
-43.75 | -67.25 | p_wind_Argentina_AR419 | Argentina | 61.4524 | -44.75 | -68.25 | p_solar_Argentina_AR310 | Argentina | 85.0605
-44.25 | -67.25 | p_wind_Argentina_AR420 | Argentina | 64.6313 | -45.25 | -68.25 | p_solar_Argentina_AR311 | Argentina | 47.0464
-44.75 | -67.25 | p_wind_Argentina_AR421 | Argentina | 27.8972 | -45.75 | -68.25 | p_solar_Argentina_AR312 | Argentina | 4.6799
-45.25 | -67.25 | p_wind_Argentina_AR422 | Argentina | 3.0994 | -46.25 | -68.25 | p_solar_Argentina_AR313 | Argentina | 6.3991
-46.75 | -67.25 | p_wind_Argentina_AR423 | Argentina | 25.188 | -24.25 | -67.75 | p_solar_Argentina_AR324 | Argentina | 37.6648
-47.25 | -67.25 | p_wind_Argentina_AR424 | Argentina | 11.2612 | -24.75 | -67.75 | p_solar_Argentina_AR325 | Argentina | 90.7057
-47.75 | -67.25 | p_wind_Argentina_AR425 | Argentina | 34.1674 | -25.25 | -67.75 | p_solar_Argentina_AR326 | Argentina | 145.0228
-48.25 | -67.25 | p_wind_Argentina_AR426 | Argentina | 49.6795 | -25.75 | -67.75 | p_solar_Argentina_AR327 | Argentina | 146.7541
-48.75 | -67.25 | p_wind_Argentina_AR427 | Argentina | 71.2237 | -26.25 | -67.75 | p_solar_Argentina_AR328 | Argentina | 91.4712
-54.25 | -67.25 | p_wind_Argentina_AR428 | Argentina | 322.3129 | -26.75 | -67.75 | p_solar_Argentina_AR329 | Argentina | 36.5229
-54.75 | -67.25 | p_wind_Argentina_AR429 | Argentina | 372.6597 | -27.25 | -67.75 | p_solar_Argentina_AR330 | Argentina | 0.70802
-34.75 | -66.75 | p_wind_Argentina_AR454 | Argentina | 89.1505 | -27.75 | -67.75 | p_solar_Argentina_AR331 | Argentina | 9.5642
-35.25 | -66.75 | p_wind_Argentina_AR455 | Argentina | 91.5286 | -28.25 | -67.75 | p_solar_Argentina_AR332 | Argentina | 4.3463
-35.75 | -66.75 | p_wind_Argentina_AR456 | Argentina | 117.711 | -28.75 | -67.75 | p_solar_Argentina_AR333 | Argentina | 49.0309
-36.25 | -66.75 | p_wind_Argentina_AR457 | Argentina | 127.7954 | -30.25 | -67.75 | p_solar_Argentina_AR336 | Argentina | 4.4085
-36.75 | -66.75 | p_wind_Argentina_AR458 | Argentina | 144.1152 | -30.75 | -67.75 | p_solar_Argentina_AR337 | Argentina | 57.8716
-37.25 | -66.75 | p_wind_Argentina_AR459 | Argentina | 103.3372 | -31.25 | -67.75 | p_solar_Argentina_AR338 | Argentina | 68.2868
-37.75 | -66.75 | p_wind_Argentina_AR460 | Argentina | 55.4525 | -31.75 | -67.75 | p_solar_Argentina_AR339 | Argentina | 52.2669
-38.25 | -66.75 | p_wind_Argentina_AR461 | Argentina | 2.0925 | -32.25 | -67.75 | p_solar_Argentina_AR340 | Argentina | 70.4505
-38.75 | -66.75 | p_wind_Argentina_AR462 | Argentina | 51.6803 | -32.75 | -67.75 | p_solar_Argentina_AR341 | Argentina | 24.5617
-39.25 | -66.75 | p_wind_Argentina_AR463 | Argentina | 26.6972 | -33.25 | -67.75 | p_solar_Argentina_AR342 | Argentina | 26.9071
-39.75 | -66.75 | p_wind_Argentina_AR464 | Argentina | 28.5541 | -33.75 | -67.75 | p_solar_Argentina_AR343 | Argentina | 73.7866
-40.25 | -66.75 | p_wind_Argentina_AR465 | Argentina | 83.806 | -34.25 | -67.75 | p_solar_Argentina_AR344 | Argentina | 68.4299
-40.75 | -66.75 | p_wind_Argentina_AR466 | Argentina | 102.9574 | -34.75 | -67.75 | p_solar_Argentina_AR345 | Argentina | 23.7425
-41.25 | -66.75 | p_wind_Argentina_AR467 | Argentina | 106.7543 | -35.25 | -67.75 | p_solar_Argentina_AR346 | Argentina | 28.1883
-41.75 | -66.75 | p_wind_Argentina_AR468 | Argentina | 108.5292 | -35.75 | -67.75 | p_solar_Argentina_AR347 | Argentina | 28.1739
-42.25 | -66.75 | p_wind_Argentina_AR469 | Argentina | 84.9996 | -36.25 | -67.75 | p_solar_Argentina_AR348 | Argentina | 40.7155
-42.75 | -66.75 | p_wind_Argentina_AR470 | Argentina | 34.5788 | -36.75 | -67.75 | p_solar_Argentina_AR349 | Argentina | 62.4966
-43.25 | -66.75 | p_wind_Argentina_AR471 | Argentina | 17.0548 | -37.25 | -67.75 | p_solar_Argentina_AR350 | Argentina | 56.1211
-43.75 | -66.75 | p_wind_Argentina_AR472 | Argentina | 21.434 | -37.75 | -67.75 | p_solar_Argentina_AR351 | Argentina | 12.1861
-44.25 | -66.75 | p_wind_Argentina_AR473 | Argentina | 34.589 | -38.25 | -67.75 | p_solar_Argentina_AR352 | Argentina | 26.9707
-44.75 | -66.75 | p_wind_Argentina_AR474 | Argentina | 1.8885 | -38.75 | -67.75 | p_solar_Argentina_AR353 | Argentina | 26.269
-47.25 | -66.75 | p_wind_Argentina_AR475 | Argentina | 14.1225 | -39.25 | -67.75 | p_solar_Argentina_AR354 | Argentina | 17.8451
-47.75 | -66.75 | p_wind_Argentina_AR476 | Argentina | 34.2511 | -39.75 | -67.75 | p_solar_Argentina_AR355 | Argentina | 37.3303
-48.25 | -66.75 | p_wind_Argentina_AR477 | Argentina | 83.9393 | -40.25 | -67.75 | p_solar_Argentina_AR356 | Argentina | 92.5185
-54.75 | -66.75 | p_wind_Argentina_AR478 | Argentina | 386.6491 | -40.75 | -67.75 | p_solar_Argentina_AR357 | Argentina | 146.7471
-34.75 | -66.25 | p_wind_Argentina_AR504 | Argentina | 116.3353 | -41.25 | -67.75 | p_solar_Argentina_AR358 | Argentina | 189.133
-35.25 | -66.25 | p_wind_Argentina_AR505 | Argentina | 135.1782 | -41.75 | -67.75 | p_solar_Argentina_AR359 | Argentina | 158.2183
-35.75 | -66.25 | p_wind_Argentina_AR506 | Argentina | 157.4661 | -42.25 | -67.75 | p_solar_Argentina_AR360 | Argentina | 104.2067
-36.25 | -66.25 | p_wind_Argentina_AR507 | Argentina | 171.4188 | -42.75 | -67.75 | p_solar_Argentina_AR361 | Argentina | 50.5775
-36.75 | -66.25 | p_wind_Argentina_AR508 | Argentina | 154.1208 | -43.25 | -67.75 | p_solar_Argentina_AR362 | Argentina | 3.297
-37.25 | -66.25 | p_wind_Argentina_AR509 | Argentina | 99.1591 | -43.75 | -67.75 | p_solar_Argentina_AR363 | Argentina | 58.8442
-37.75 | -66.25 | p_wind_Argentina_AR510 | Argentina | 45.094 | -44.25 | -67.75 | p_solar_Argentina_AR364 | Argentina | 94.5118
-38.25 | -66.25 | p_wind_Argentina_AR511 | Argentina | 8.5937 | -44.75 | -67.75 | p_solar_Argentina_AR365 | Argentina | 56.6641
-38.75 | -66.25 | p_wind_Argentina_AR512 | Argentina | 62.351 | -45.25 | -67.75 | p_solar_Argentina_AR366 | Argentina | 18.3354
-39.25 | -66.25 | p_wind_Argentina_AR513 | Argentina | 30.7766 | -45.75 | -67.75 | p_solar_Argentina_AR367 | Argentina | 6.3205
-39.75 | -66.25 | p_wind_Argentina_AR514 | Argentina | 24.508 | -46.25 | -67.75 | p_solar_Argentina_AR368 | Argentina | 18.1747
-40.25 | -66.25 | p_wind_Argentina_AR515 | Argentina | 50.8856 | -46.75 | -67.75 | p_solar_Argentina_AR369 | Argentina | 10.6316
-40.75 | -66.25 | p_wind_Argentina_AR516 | Argentina | 61.4983 | -23.75 | -67.25 | p_solar_Argentina_AR379 | Argentina | 13.7881
-41.25 | -66.25 | p_wind_Argentina_AR517 | Argentina | 64.8631 | -24.25 | -67.25 | p_solar_Argentina_AR380 | Argentina | 33.4515
-41.75 | -66.25 | p_wind_Argentina_AR518 | Argentina | 66.957 | -24.75 | -67.25 | p_solar_Argentina_AR381 | Argentina | 76.0026
-42.25 | -66.25 | p_wind_Argentina_AR519 | Argentina | 74.5824 | -25.25 | -67.25 | p_solar_Argentina_AR382 | Argentina | 128.7212
-42.75 | -66.25 | p_wind_Argentina_AR520 | Argentina | 20.8551 | -25.75 | -67.25 | p_solar_Argentina_AR383 | Argentina | 127.4472
-43.25 | -66.25 | p_wind_Argentina_AR521 | Argentina | 23.9346 | -26.25 | -67.25 | p_solar_Argentina_AR384 | Argentina | 89.8281
-43.75 | -66.25 | p_wind_Argentina_AR522 | Argentina | 9.7028 | -26.75 | -67.25 | p_solar_Argentina_AR385 | Argentina | 38.7925
-44.25 | -66.25 | p_wind_Argentina_AR523 | Argentina | 0.23908 | -27.25 | -67.25 | p_solar_Argentina_AR386 | Argentina | 20.241
-44.75 | -66.25 | p_wind_Argentina_AR524 | Argentina | 27.9895 | -27.75 | -67.25 | p_solar_Argentina_AR387 | Argentina | 3.6557
-47.25 | -66.25 | p_wind_Argentina_AR525 | Argentina | 32.302 | -28.25 | -67.25 | p_solar_Argentina_AR388 | Argentina | 5.7495
-47.75 | -66.25 | p_wind_Argentina_AR526 | Argentina | 17.6138 | -30.75 | -67.25 | p_solar_Argentina_AR393 | Argentina | 72.704
-54.75 | -66.25 | p_wind_Argentina_AR527 | Argentina | 402.9237 | -31.25 | -67.25 | p_solar_Argentina_AR394 | Argentina | 108.6401
-34.75 | -65.75 | p_wind_Argentina_AR553 | Argentina | 89.6126 | -31.75 | -67.25 | p_solar_Argentina_AR395 | Argentina | 99.1638
-35.25 | -65.75 | p_wind_Argentina_AR554 | Argentina | 138.9124 | -32.25 | -67.25 | p_solar_Argentina_AR396 | Argentina | 60.9749
-35.75 | -65.75 | p_wind_Argentina_AR555 | Argentina | 157.0412 | -32.75 | -67.25 | p_solar_Argentina_AR397 | Argentina | 6.2787
-36.25 | -65.75 | p_wind_Argentina_AR556 | Argentina | 138.7642 | -33.25 | -67.25 | p_solar_Argentina_AR398 | Argentina | 43.9566
-36.75 | -65.75 | p_wind_Argentina_AR557 | Argentina | 121.0282 | -33.75 | -67.25 | p_solar_Argentina_AR399 | Argentina | 92.7392
-37.25 | -65.75 | p_wind_Argentina_AR558 | Argentina | 84.6912 | -34.25 | -67.25 | p_solar_Argentina_AR400 | Argentina | 88.6509
-37.75 | -65.75 | p_wind_Argentina_AR559 | Argentina | 36.0005 | -34.75 | -67.25 | p_solar_Argentina_AR401 | Argentina | 46.6146
-38.25 | -65.75 | p_wind_Argentina_AR560 | Argentina | 3.3508 | -35.25 | -67.25 | p_solar_Argentina_AR402 | Argentina | 51.3579
-38.75 | -65.75 | p_wind_Argentina_AR561 | Argentina | 40.9329 | -35.75 | -67.25 | p_solar_Argentina_AR403 | Argentina | 72.9285
-39.25 | -65.75 | p_wind_Argentina_AR562 | Argentina | 30.7975 | -36.25 | -67.25 | p_solar_Argentina_AR404 | Argentina | 84.2298
-39.75 | -65.75 | p_wind_Argentina_AR563 | Argentina | 4.3671 | -36.75 | -67.25 | p_solar_Argentina_AR405 | Argentina | 103.2591
-40.25 | -65.75 | p_wind_Argentina_AR564 | Argentina | 9.0864 | -37.25 | -67.25 | p_solar_Argentina_AR406 | Argentina | 79.1912
-40.75 | -65.75 | p_wind_Argentina_AR565 | Argentina | 20.0856 | -37.75 | -67.25 | p_solar_Argentina_AR407 | Argentina | 36.7837
-41.25 | -65.75 | p_wind_Argentina_AR566 | Argentina | 22.9795 | -38.25 | -67.25 | p_solar_Argentina_AR408 | Argentina | 6.641
-41.75 | -65.75 | p_wind_Argentina_AR567 | Argentina | 25.392 | -38.75 | -67.25 | p_solar_Argentina_AR409 | Argentina | 38.4602
-42.25 | -65.75 | p_wind_Argentina_AR568 | Argentina | 36.0868 | -39.25 | -67.25 | p_solar_Argentina_AR410 | Argentina | 22.3997
-42.75 | -65.75 | p_wind_Argentina_AR569 | Argentina | 10.4889 | -39.75 | -67.25 | p_solar_Argentina_AR411 | Argentina | 32.8132
-43.25 | -65.75 | p_wind_Argentina_AR570 | Argentina | 4.3802 | -40.25 | -67.25 | p_solar_Argentina_AR412 | Argentina | 88.034
-43.75 | -65.75 | p_wind_Argentina_AR571 | Argentina | 17.7916 | -40.75 | -67.25 | p_solar_Argentina_AR413 | Argentina | 143.2717
-44.25 | -65.75 | p_wind_Argentina_AR572 | Argentina | 28.2913 | -41.25 | -67.25 | p_solar_Argentina_AR414 | Argentina | 148.6516
-44.75 | -65.75 | p_wind_Argentina_AR573 | Argentina | 59.0938 | -41.75 | -67.25 | p_solar_Argentina_AR415 | Argentina | 150.083
-47.25 | -65.75 | p_wind_Argentina_AR574 | Argentina | 48.2579 | -42.25 | -67.25 | p_solar_Argentina_AR416 | Argentina | 94.9399
-54.75 | -65.75 | p_wind_Argentina_AR575 | Argentina | 421.2178 | -42.75 | -67.25 | p_solar_Argentina_AR417 | Argentina | 40.5933
-34.25 | -65.25 | p_wind_Argentina_AR600 | Argentina | 27.7741 | -43.25 | -67.25 | p_solar_Argentina_AR418 | Argentina | 13.3045
-34.75 | -65.25 | p_wind_Argentina_AR601 | Argentina | 82.1945 | -43.75 | -67.25 | p_solar_Argentina_AR419 | Argentina | 61.4524
-35.25 | -65.25 | p_wind_Argentina_AR602 | Argentina | 94.18 | -44.25 | -67.25 | p_solar_Argentina_AR420 | Argentina | 64.6313
-35.75 | -65.25 | p_wind_Argentina_AR603 | Argentina | 118.1083 | -44.75 | -67.25 | p_solar_Argentina_AR421 | Argentina | 27.8972
-36.25 | -65.25 | p_wind_Argentina_AR604 | Argentina | 97.6562 | -45.25 | -67.25 | p_solar_Argentina_AR422 | Argentina | 3.0994
-36.75 | -65.25 | p_wind_Argentina_AR605 | Argentina | 86.0441 | -46.75 | -67.25 | p_solar_Argentina_AR423 | Argentina | 25.188
-37.25 | -65.25 | p_wind_Argentina_AR606 | Argentina | 51.8782 | -47.25 | -67.25 | p_solar_Argentina_AR424 | Argentina | 11.2612
-37.75 | -65.25 | p_wind_Argentina_AR607 | Argentina | 14.746 | -22.75 | -66.75 | p_solar_Argentina_AR430 | Argentina | 133.339
-38.25 | -65.25 | p_wind_Argentina_AR608 | Argentina | 29.2967 | -23.25 | -66.75 | p_solar_Argentina_AR431 | Argentina | 82.2312
-38.75 | -65.25 | p_wind_Argentina_AR609 | Argentina | 11.7386 | -23.75 | -66.75 | p_solar_Argentina_AR432 | Argentina | 38.5314
-39.25 | -65.25 | p_wind_Argentina_AR610 | Argentina | 12.5531 | -24.75 | -66.75 | p_solar_Argentina_AR434 | Argentina | 64.9248
-39.75 | -65.25 | p_wind_Argentina_AR611 | Argentina | 22.5414 | -25.25 | -66.75 | p_solar_Argentina_AR435 | Argentina | 113.8069
-41.25 | -65.25 | p_wind_Argentina_AR614 | Argentina | 7.4453 | -25.75 | -66.75 | p_solar_Argentina_AR436 | Argentina | 80.2437
-41.75 | -65.25 | p_wind_Argentina_AR615 | Argentina | 3.4198 | -26.25 | -66.75 | p_solar_Argentina_AR437 | Argentina | 56.5174
-42.25 | -65.25 | p_wind_Argentina_AR616 | Argentina | 3.1236 | -26.75 | -66.75 | p_solar_Argentina_AR438 | Argentina | 21.7222
-42.75 | -65.25 | p_wind_Argentina_AR617 | Argentina | 0.10586 | -27.25 | -66.75 | p_solar_Argentina_AR439 | Argentina | 4.8407
-43.25 | -65.25 | p_wind_Argentina_AR618 | Argentina | 3.9301 | -27.75 | -66.75 | p_solar_Argentina_AR440 | Argentina | 2.4688
-54.75 | -65.25 | p_wind_Argentina_AR619 | Argentina | 441.2795 | -31.25 | -66.75 | p_solar_Argentina_AR447 | Argentina | 108.358
-33.75 | -64.75 | p_wind_Argentina_AR643 | Argentina | 53.3827 | -31.75 | -66.75 | p_solar_Argentina_AR448 | Argentina | 90.3425
-34.25 | -64.75 | p_wind_Argentina_AR644 | Argentina | 61.1848 | -32.25 | -66.75 | p_solar_Argentina_AR449 | Argentina | 40.886
-34.75 | -64.75 | p_wind_Argentina_AR645 | Argentina | 57.276 | -32.75 | -66.75 | p_solar_Argentina_AR450 | Argentina | 8.5538
-35.25 | -64.75 | p_wind_Argentina_AR646 | Argentina | 50.9328 | -33.25 | -66.75 | p_solar_Argentina_AR451 | Argentina | 33.2478
-35.75 | -64.75 | p_wind_Argentina_AR647 | Argentina | 77.8558 | -33.75 | -66.75 | p_solar_Argentina_AR452 | Argentina | 57.7635
-36.25 | -64.75 | p_wind_Argentina_AR648 | Argentina | 55.905 | -34.25 | -66.75 | p_solar_Argentina_AR453 | Argentina | 107.8397
-36.75 | -64.75 | p_wind_Argentina_AR649 | Argentina | 41.6508 | -34.75 | -66.75 | p_solar_Argentina_AR454 | Argentina | 89.1505
-37.25 | -64.75 | p_wind_Argentina_AR650 | Argentina | 18.9907 | -35.25 | -66.75 | p_solar_Argentina_AR455 | Argentina | 91.5286
-37.75 | -64.75 | p_wind_Argentina_AR651 | Argentina | 6.6336 | -35.75 | -66.75 | p_solar_Argentina_AR456 | Argentina | 117.711
-38.25 | -64.75 | p_wind_Argentina_AR652 | Argentina | 54.9761 | -36.25 | -66.75 | p_solar_Argentina_AR457 | Argentina | 127.7954
-38.75 | -64.75 | p_wind_Argentina_AR653 | Argentina | 9.9622 | -36.75 | -66.75 | p_solar_Argentina_AR458 | Argentina | 144.1152
-39.25 | -64.75 | p_wind_Argentina_AR654 | Argentina | 5.1669 | -37.25 | -66.75 | p_solar_Argentina_AR459 | Argentina | 103.3372
-39.75 | -64.75 | p_wind_Argentina_AR655 | Argentina | 39.4018 | -37.75 | -66.75 | p_solar_Argentina_AR460 | Argentina | 55.4525
-42.25 | -64.75 | p_wind_Argentina_AR658 | Argentina | 36.7165 | -38.25 | -66.75 | p_solar_Argentina_AR461 | Argentina | 2.0925
-33.25 | -64.25 | p_wind_Argentina_AR680 | Argentina | 12.8292 | -38.75 | -66.75 | p_solar_Argentina_AR462 | Argentina | 51.6803
-33.75 | -64.25 | p_wind_Argentina_AR681 | Argentina | 66.2474 | -39.25 | -66.75 | p_solar_Argentina_AR463 | Argentina | 26.6972
-34.25 | -64.25 | p_wind_Argentina_AR682 | Argentina | 89.2727 | -39.75 | -66.75 | p_solar_Argentina_AR464 | Argentina | 28.5541
-34.75 | -64.25 | p_wind_Argentina_AR683 | Argentina | 33.8096 | -40.25 | -66.75 | p_solar_Argentina_AR465 | Argentina | 83.806
-35.25 | -64.25 | p_wind_Argentina_AR684 | Argentina | 12.9262 | -40.75 | -66.75 | p_solar_Argentina_AR466 | Argentina | 102.9574
-35.75 | -64.25 | p_wind_Argentina_AR685 | Argentina | 39.6271 | -41.25 | -66.75 | p_solar_Argentina_AR467 | Argentina | 106.7543
-36.25 | -64.25 | p_wind_Argentina_AR686 | Argentina | 13.8952 | -41.75 | -66.75 | p_solar_Argentina_AR468 | Argentina | 108.5292
-36.75 | -64.25 | p_wind_Argentina_AR687 | Argentina | 2.7149 | -42.25 | -66.75 | p_solar_Argentina_AR469 | Argentina | 84.9996
-37.25 | -64.25 | p_wind_Argentina_AR688 | Argentina | 18.7289 | -42.75 | -66.75 | p_solar_Argentina_AR470 | Argentina | 34.5788
-37.75 | -64.25 | p_wind_Argentina_AR689 | Argentina | 15.0349 | -43.25 | -66.75 | p_solar_Argentina_AR471 | Argentina | 17.0548
-38.25 | -64.25 | p_wind_Argentina_AR690 | Argentina | 62.989 | -43.75 | -66.75 | p_solar_Argentina_AR472 | Argentina | 21.434
-38.75 | -64.25 | p_wind_Argentina_AR691 | Argentina | 11.0266 | -44.25 | -66.75 | p_solar_Argentina_AR473 | Argentina | 34.589
-39.25 | -64.25 | p_wind_Argentina_AR692 | Argentina | 5.623 | -44.75 | -66.75 | p_solar_Argentina_AR474 | Argentina | 1.8885
-39.75 | -64.25 | p_wind_Argentina_AR693 | Argentina | 56.4772 | -47.25 | -66.75 | p_solar_Argentina_AR475 | Argentina | 14.1225
-40.25 | -64.25 | p_wind_Argentina_AR694 | Argentina | 50.5529 | -47.75 | -66.75 | p_solar_Argentina_AR476 | Argentina | 34.2511
-40.75 | -64.25 | p_wind_Argentina_AR695 | Argentina | 4.9635 | -22.25 | -66.25 | p_solar_Argentina_AR479 | Argentina | 204.1678
-42.75 | -64.25 | p_wind_Argentina_AR696 | Argentina | 65.5442 | -22.75 | -66.25 | p_solar_Argentina_AR480 | Argentina | 156.5621
-54.75 | -64.25 | p_wind_Argentina_AR697 | Argentina | 485.8078 | -23.25 | -66.25 | p_solar_Argentina_AR481 | Argentina | 106.2511
-32.75 | -63.75 | p_wind_Argentina_AR719 | Argentina | 4.9352 | -23.75 | -66.25 | p_solar_Argentina_AR482 | Argentina | 55.3822
-33.25 | -63.75 | p_wind_Argentina_AR720 | Argentina | 45.4477 | -24.25 | -66.25 | p_solar_Argentina_AR483 | Argentina | 2.077
-33.75 | -63.75 | p_wind_Argentina_AR721 | Argentina | 84.9111 | -24.75 | -66.25 | p_solar_Argentina_AR484 | Argentina | 42.0771
-34.25 | -63.75 | p_wind_Argentina_AR722 | Argentina | 98.0491 | -25.25 | -66.25 | p_solar_Argentina_AR485 | Argentina | 78.4741
-34.75 | -63.75 | p_wind_Argentina_AR723 | Argentina | 56.4115 | -25.75 | -66.25 | p_solar_Argentina_AR486 | Argentina | 39.0297
-35.25 | -63.75 | p_wind_Argentina_AR724 | Argentina | 22.6248 | -26.25 | -66.25 | p_solar_Argentina_AR487 | Argentina | 23.831
-35.75 | -63.75 | p_wind_Argentina_AR725 | Argentina | 1.3149 | -26.75 | -66.25 | p_solar_Argentina_AR488 | Argentina | 16.0559
-36.25 | -63.75 | p_wind_Argentina_AR726 | Argentina | 27.8266 | -27.25 | -66.25 | p_solar_Argentina_AR489 | Argentina | 5.952
-36.75 | -63.75 | p_wind_Argentina_AR727 | Argentina | 16.6733 | -27.75 | -66.25 | p_solar_Argentina_AR490 | Argentina | 4.0687
-37.25 | -63.75 | p_wind_Argentina_AR728 | Argentina | 1.9904 | -31.25 | -66.25 | p_solar_Argentina_AR497 | Argentina | 100.9761
-37.75 | -63.75 | p_wind_Argentina_AR729 | Argentina | 9.6004 | -31.75 | -66.25 | p_solar_Argentina_AR498 | Argentina | 59.2629
-38.25 | -63.75 | p_wind_Argentina_AR730 | Argentina | 56.5388 | -32.25 | -66.25 | p_solar_Argentina_AR499 | Argentina | 19.488
-38.75 | -63.75 | p_wind_Argentina_AR731 | Argentina | 1.643 | -32.75 | -66.25 | p_solar_Argentina_AR500 | Argentina | 8.6808
-39.25 | -63.75 | p_wind_Argentina_AR732 | Argentina | 25.8364 | -33.75 | -66.25 | p_solar_Argentina_AR502 | Argentina | 46.519
-39.75 | -63.75 | p_wind_Argentina_AR733 | Argentina | 73.7713 | -34.25 | -66.25 | p_solar_Argentina_AR503 | Argentina | 87.1193
-40.25 | -63.75 | p_wind_Argentina_AR734 | Argentina | 51.1879 | -34.75 | -66.25 | p_solar_Argentina_AR504 | Argentina | 116.3353
-40.75 | -63.75 | p_wind_Argentina_AR735 | Argentina | 4.3335 | -35.25 | -66.25 | p_solar_Argentina_AR505 | Argentina | 135.1782
-42.25 | -63.75 | p_wind_Argentina_AR736 | Argentina | 116.1397 | -35.75 | -66.25 | p_solar_Argentina_AR506 | Argentina | 157.4661
-42.75 | -63.75 | p_wind_Argentina_AR737 | Argentina | 106.0372 | -36.25 | -66.25 | p_solar_Argentina_AR507 | Argentina | 171.4188
-31.75 | -63.25 | p_wind_Argentina_AR757 | Argentina | 34.686 | -36.75 | -66.25 | p_solar_Argentina_AR508 | Argentina | 154.1208
-32.25 | -63.25 | p_wind_Argentina_AR758 | Argentina | 3.9347 | -37.25 | -66.25 | p_solar_Argentina_AR509 | Argentina | 99.1591
-32.75 | -63.25 | p_wind_Argentina_AR759 | Argentina | 20.7982 | -37.75 | -66.25 | p_solar_Argentina_AR510 | Argentina | 45.094
-33.25 | -63.25 | p_wind_Argentina_AR760 | Argentina | 61.113 | -38.25 | -66.25 | p_solar_Argentina_AR511 | Argentina | 8.5937
-33.75 | -63.25 | p_wind_Argentina_AR761 | Argentina | 77.0992 | -38.75 | -66.25 | p_solar_Argentina_AR512 | Argentina | 62.351
-34.25 | -63.25 | p_wind_Argentina_AR762 | Argentina | 52.0042 | -39.25 | -66.25 | p_solar_Argentina_AR513 | Argentina | 30.7766
-34.75 | -63.25 | p_wind_Argentina_AR763 | Argentina | 74.9455 | -39.75 | -66.25 | p_solar_Argentina_AR514 | Argentina | 24.508
-35.25 | -63.25 | p_wind_Argentina_AR764 | Argentina | 57.3795 | -40.25 | -66.25 | p_solar_Argentina_AR515 | Argentina | 50.8856
-35.75 | -63.25 | p_wind_Argentina_AR765 | Argentina | 9.1305 | -40.75 | -66.25 | p_solar_Argentina_AR516 | Argentina | 61.4983
-36.25 | -63.25 | p_wind_Argentina_AR766 | Argentina | 31.6864 | -41.25 | -66.25 | p_solar_Argentina_AR517 | Argentina | 64.8631
-36.75 | -63.25 | p_wind_Argentina_AR767 | Argentina | 22.3819 | -41.75 | -66.25 | p_solar_Argentina_AR518 | Argentina | 66.957
-37.25 | -63.25 | p_wind_Argentina_AR768 | Argentina | 23.8893 | -42.25 | -66.25 | p_solar_Argentina_AR519 | Argentina | 74.5824
-37.75 | -63.25 | p_wind_Argentina_AR769 | Argentina | 11.4425 | -42.75 | -66.25 | p_solar_Argentina_AR520 | Argentina | 20.8551
-38.25 | -63.25 | p_wind_Argentina_AR770 | Argentina | 50.3018 | -43.25 | -66.25 | p_solar_Argentina_AR521 | Argentina | 23.9346
-38.75 | -63.25 | p_wind_Argentina_AR771 | Argentina | 4.6591 | -43.75 | -66.25 | p_solar_Argentina_AR522 | Argentina | 9.7028
-39.25 | -63.25 | p_wind_Argentina_AR772 | Argentina | 47.6517 | -44.25 | -66.25 | p_solar_Argentina_AR523 | Argentina | 0.23908
-39.75 | -63.25 | p_wind_Argentina_AR773 | Argentina | 49.953 | -44.75 | -66.25 | p_solar_Argentina_AR524 | Argentina | 27.9895
-40.25 | -63.25 | p_wind_Argentina_AR774 | Argentina | 42.2648 | -47.25 | -66.25 | p_solar_Argentina_AR525 | Argentina | 32.302
-40.75 | -63.25 | p_wind_Argentina_AR775 | Argentina | 8.4581 | -47.75 | -66.25 | p_solar_Argentina_AR526 | Argentina | 17.6138
-22.75 | -62.75 | p_wind_Argentina_AR777 | Argentina | 64.9459 | -22.25 | -65.75 | p_solar_Argentina_AR528 | Argentina | 176.8782
-23.25 | -62.75 | p_wind_Argentina_AR778 | Argentina | 45.646 | -22.75 | -65.75 | p_solar_Argentina_AR529 | Argentina | 152.7674
-24.75 | -62.75 | p_wind_Argentina_AR781 | Argentina | 102.3886 | -23.25 | -65.75 | p_solar_Argentina_AR530 | Argentina | 115.9215
-25.25 | -62.75 | p_wind_Argentina_AR782 | Argentina | 62.4627 | -23.75 | -65.75 | p_solar_Argentina_AR531 | Argentina | 68.7229
-25.75 | -62.75 | p_wind_Argentina_AR783 | Argentina | 12.4726 | -24.25 | -65.75 | p_solar_Argentina_AR532 | Argentina | 28.13
-26.25 | -62.75 | p_wind_Argentina_AR784 | Argentina | 8.4865 | -24.75 | -65.75 | p_solar_Argentina_AR533 | Argentina | 22.0497
-28.75 | -62.75 | p_wind_Argentina_AR789 | Argentina | 19.5307 | -25.25 | -65.75 | p_solar_Argentina_AR534 | Argentina | 32.2221
-29.25 | -62.75 | p_wind_Argentina_AR790 | Argentina | 61.2623 | -25.75 | -65.75 | p_solar_Argentina_AR535 | Argentina | 17.8301
-29.75 | -62.75 | p_wind_Argentina_AR791 | Argentina | 80.8038 | -26.75 | -65.75 | p_solar_Argentina_AR537 | Argentina | 0.81049
-30.25 | -62.75 | p_wind_Argentina_AR792 | Argentina | 81.7614 | -27.25 | -65.75 | p_solar_Argentina_AR538 | Argentina | 8.4071
-30.75 | -62.75 | p_wind_Argentina_AR793 | Argentina | 69.7671 | -27.75 | -65.75 | p_solar_Argentina_AR539 | Argentina | 4.701
-31.25 | -62.75 | p_wind_Argentina_AR794 | Argentina | 15.1494 | -32.75 | -65.75 | p_solar_Argentina_AR549 | Argentina | 34.7227
-31.75 | -62.75 | p_wind_Argentina_AR795 | Argentina | 12.3026 | -33.25 | -65.75 | p_solar_Argentina_AR550 | Argentina | 12.1333
-32.25 | -62.75 | p_wind_Argentina_AR796 | Argentina | 29.9228 | -33.75 | -65.75 | p_solar_Argentina_AR551 | Argentina | 21.703
-32.75 | -62.75 | p_wind_Argentina_AR797 | Argentina | 6.5998 | -34.25 | -65.75 | p_solar_Argentina_AR552 | Argentina | 45.3153
-33.25 | -62.75 | p_wind_Argentina_AR798 | Argentina | 26.0298 | -34.75 | -65.75 | p_solar_Argentina_AR553 | Argentina | 89.6126
-33.75 | -62.75 | p_wind_Argentina_AR799 | Argentina | 53.5565 | -35.25 | -65.75 | p_solar_Argentina_AR554 | Argentina | 138.9124
-34.25 | -62.75 | p_wind_Argentina_AR800 | Argentina | 6.0819 | -35.75 | -65.75 | p_solar_Argentina_AR555 | Argentina | 157.0412
-34.75 | -62.75 | p_wind_Argentina_AR801 | Argentina | 54.2108 | -36.25 | -65.75 | p_solar_Argentina_AR556 | Argentina | 138.7642
-35.25 | -62.75 | p_wind_Argentina_AR802 | Argentina | 75.0599 | -36.75 | -65.75 | p_solar_Argentina_AR557 | Argentina | 121.0282
-35.75 | -62.75 | p_wind_Argentina_AR803 | Argentina | 23.643 | -37.25 | -65.75 | p_solar_Argentina_AR558 | Argentina | 84.6912
-36.25 | -62.75 | p_wind_Argentina_AR804 | Argentina | 23.6285 | -37.75 | -65.75 | p_solar_Argentina_AR559 | Argentina | 36.0005
-36.75 | -62.75 | p_wind_Argentina_AR805 | Argentina | 2.8711 | -38.25 | -65.75 | p_solar_Argentina_AR560 | Argentina | 3.3508
-37.25 | -62.75 | p_wind_Argentina_AR806 | Argentina | 42.1692 | -38.75 | -65.75 | p_solar_Argentina_AR561 | Argentina | 40.9329
-37.75 | -62.75 | p_wind_Argentina_AR807 | Argentina | 13.1392 | -39.25 | -65.75 | p_solar_Argentina_AR562 | Argentina | 30.7975
-38.25 | -62.75 | p_wind_Argentina_AR808 | Argentina | 39.9472 | -39.75 | -65.75 | p_solar_Argentina_AR563 | Argentina | 4.3671
-38.75 | -62.75 | p_wind_Argentina_AR809 | Argentina | 11.0204 | -40.25 | -65.75 | p_solar_Argentina_AR564 | Argentina | 9.0864
-39.25 | -62.75 | p_wind_Argentina_AR810 | Argentina | 13.4612 | -40.75 | -65.75 | p_solar_Argentina_AR565 | Argentina | 20.0856
-39.75 | -62.75 | p_wind_Argentina_AR811 | Argentina | 7.1625 | -41.25 | -65.75 | p_solar_Argentina_AR566 | Argentina | 22.9795
-40.25 | -62.75 | p_wind_Argentina_AR812 | Argentina | 4.838 | -41.75 | -65.75 | p_solar_Argentina_AR567 | Argentina | 25.392
-40.75 | -62.75 | p_wind_Argentina_AR813 | Argentina | 10.5734 | -42.25 | -65.75 | p_solar_Argentina_AR568 | Argentina | 36.0868
-22.75 | -62.25 | p_wind_Argentina_AR814 | Argentina | 42.0547 | -42.75 | -65.75 | p_solar_Argentina_AR569 | Argentina | 10.4889
-23.25 | -62.25 | p_wind_Argentina_AR815 | Argentina | 1.7039 | -43.25 | -65.75 | p_solar_Argentina_AR570 | Argentina | 4.3802
-23.75 | -62.25 | p_wind_Argentina_AR816 | Argentina | 42.208 | -43.75 | -65.75 | p_solar_Argentina_AR571 | Argentina | 17.7916
-24.25 | -62.25 | p_wind_Argentina_AR817 | Argentina | 55.1725 | -44.25 | -65.75 | p_solar_Argentina_AR572 | Argentina | 28.2913
-24.75 | -62.25 | p_wind_Argentina_AR818 | Argentina | 61.3788 | -44.75 | -65.75 | p_solar_Argentina_AR573 | Argentina | 59.0938
-25.25 | -62.25 | p_wind_Argentina_AR819 | Argentina | 42.3582 | -47.25 | -65.75 | p_solar_Argentina_AR574 | Argentina | 48.2579
-25.75 | -62.25 | p_wind_Argentina_AR820 | Argentina | 33.0933 | -22.25 | -65.25 | p_solar_Argentina_AR576 | Argentina | 137.2865
-27.75 | -62.25 | p_wind_Argentina_AR824 | Argentina | 21.3139 | -22.75 | -65.25 | p_solar_Argentina_AR577 | Argentina | 104.6164
-28.25 | -62.25 | p_wind_Argentina_AR825 | Argentina | 54.4048 | -23.25 | -65.25 | p_solar_Argentina_AR578 | Argentina | 77.8684
-28.75 | -62.25 | p_wind_Argentina_AR826 | Argentina | 12.5246 | -23.75 | -65.25 | p_solar_Argentina_AR579 | Argentina | 48.2454
-29.25 | -62.25 | p_wind_Argentina_AR827 | Argentina | 41.547 | -24.25 | -65.25 | p_solar_Argentina_AR580 | Argentina | 1.8143
-29.75 | -62.25 | p_wind_Argentina_AR828 | Argentina | 34.5609 | -24.75 | -65.25 | p_solar_Argentina_AR581 | Argentina | 0.64543
-30.25 | -62.25 | p_wind_Argentina_AR829 | Argentina | 35.1759 | -25.25 | -65.25 | p_solar_Argentina_AR582 | Argentina | 8.3531
-30.75 | -62.25 | p_wind_Argentina_AR830 | Argentina | 28.3687 | -25.75 | -65.25 | p_solar_Argentina_AR583 | Argentina | 23.0545
-31.25 | -62.25 | p_wind_Argentina_AR831 | Argentina | 12.1555 | -26.25 | -65.25 | p_solar_Argentina_AR584 | Argentina | 1.3398
-31.75 | -62.25 | p_wind_Argentina_AR832 | Argentina | 16.9863 | -26.75 | -65.25 | p_solar_Argentina_AR585 | Argentina | 0.011492
-32.25 | -62.25 | p_wind_Argentina_AR833 | Argentina | 49.9815 | -27.25 | -65.25 | p_solar_Argentina_AR586 | Argentina | 1.3606
-32.75 | -62.25 | p_wind_Argentina_AR834 | Argentina | 2.9052 | -34.25 | -65.25 | p_solar_Argentina_AR600 | Argentina | 27.7741
-33.25 | -62.25 | p_wind_Argentina_AR835 | Argentina | 13.452 | -34.75 | -65.25 | p_solar_Argentina_AR601 | Argentina | 82.1945
-33.75 | -62.25 | p_wind_Argentina_AR836 | Argentina | 20.2414 | -35.25 | -65.25 | p_solar_Argentina_AR602 | Argentina | 94.18
-34.25 | -62.25 | p_wind_Argentina_AR837 | Argentina | 16.3891 | -35.75 | -65.25 | p_solar_Argentina_AR603 | Argentina | 118.1083
-34.75 | -62.25 | p_wind_Argentina_AR838 | Argentina | 65.8235 | -36.25 | -65.25 | p_solar_Argentina_AR604 | Argentina | 97.6562
-35.25 | -62.25 | p_wind_Argentina_AR839 | Argentina | 68.0775 | -36.75 | -65.25 | p_solar_Argentina_AR605 | Argentina | 86.0441
-35.75 | -62.25 | p_wind_Argentina_AR840 | Argentina | 12.6239 | -37.25 | -65.25 | p_solar_Argentina_AR606 | Argentina | 51.8782
-36.25 | -62.25 | p_wind_Argentina_AR841 | Argentina | 10.0245 | -37.75 | -65.25 | p_solar_Argentina_AR607 | Argentina | 14.746
-36.75 | -62.25 | p_wind_Argentina_AR842 | Argentina | 16.7902 | -38.25 | -65.25 | p_solar_Argentina_AR608 | Argentina | 29.2967
-37.25 | -62.25 | p_wind_Argentina_AR843 | Argentina | 31.7934 | -38.75 | -65.25 | p_solar_Argentina_AR609 | Argentina | 11.7386
-37.75 | -62.25 | p_wind_Argentina_AR844 | Argentina | 10.646 | -39.25 | -65.25 | p_solar_Argentina_AR610 | Argentina | 12.5531
-38.25 | -62.25 | p_wind_Argentina_AR845 | Argentina | 0.52105 | -39.75 | -65.25 | p_solar_Argentina_AR611 | Argentina | 22.5414
-38.75 | -62.25 | p_wind_Argentina_AR846 | Argentina | 1.4071 | -40.25 | -65.25 | p_solar_Argentina_AR612 | Argentina | 32.5874
-39.25 | -62.25 | p_wind_Argentina_AR847 | Argentina | 29.2384 | -40.75 | -65.25 | p_solar_Argentina_AR613 | Argentina | 10.0217
-39.75 | -62.25 | p_wind_Argentina_AR848 | Argentina | 35.6145 | -41.25 | -65.25 | p_solar_Argentina_AR614 | Argentina | 7.4453
-23.25 | -61.75 | p_wind_Argentina_AR849 | Argentina | 16.0305 | -41.75 | -65.25 | p_solar_Argentina_AR615 | Argentina | 3.4198
-23.75 | -61.75 | p_wind_Argentina_AR850 | Argentina | 6.4747 | -42.25 | -65.25 | p_solar_Argentina_AR616 | Argentina | 3.1236
-24.25 | -61.75 | p_wind_Argentina_AR851 | Argentina | 15.8477 | -42.75 | -65.25 | p_solar_Argentina_AR617 | Argentina | 0.10586
-24.75 | -61.75 | p_wind_Argentina_AR852 | Argentina | 26.1506 | -43.25 | -65.25 | p_solar_Argentina_AR618 | Argentina | 3.9301
-25.25 | -61.75 | p_wind_Argentina_AR853 | Argentina | 12.571 | -22.25 | -64.75 | p_solar_Argentina_AR620 | Argentina | 102.0972
-27.75 | -61.75 | p_wind_Argentina_AR858 | Argentina | 8.0536 | -22.75 | -64.75 | p_solar_Argentina_AR621 | Argentina | 61.7318
-28.25 | -61.75 | p_wind_Argentina_AR859 | Argentina | 21.1447 | -23.25 | -64.75 | p_solar_Argentina_AR622 | Argentina | 44.3227
-28.75 | -61.75 | p_wind_Argentina_AR860 | Argentina | 9.3743 | -23.75 | -64.75 | p_solar_Argentina_AR623 | Argentina | 4.7798
-29.25 | -61.75 | p_wind_Argentina_AR861 | Argentina | 0.66131 | -24.25 | -64.75 | p_solar_Argentina_AR624 | Argentina | 6.9353
-29.75 | -61.75 | p_wind_Argentina_AR862 | Argentina | 0.86698 | -24.75 | -64.75 | p_solar_Argentina_AR625 | Argentina | 26.0562
-30.25 | -61.75 | p_wind_Argentina_AR863 | Argentina | 1.0265 | -25.25 | -64.75 | p_solar_Argentina_AR626 | Argentina | 14.4844
-30.75 | -61.75 | p_wind_Argentina_AR864 | Argentina | 14.0872 | -25.75 | -64.75 | p_solar_Argentina_AR627 | Argentina | 1.4111
-31.25 | -61.75 | p_wind_Argentina_AR865 | Argentina | 17.0744 | -26.25 | -64.75 | p_solar_Argentina_AR628 | Argentina | 9.3856
-31.75 | -61.75 | p_wind_Argentina_AR866 | Argentina | 3.1988 | -26.75 | -64.75 | p_solar_Argentina_AR629 | Argentina | 0.0083415
-32.25 | -61.75 | p_wind_Argentina_AR867 | Argentina | 7.761 | -27.25 | -64.75 | p_solar_Argentina_AR630 | Argentina | 1.9183
-32.75 | -61.75 | p_wind_Argentina_AR868 | Argentina | 6.5603 | -34.75 | -64.75 | p_solar_Argentina_AR645 | Argentina | 57.276
-33.25 | -61.75 | p_wind_Argentina_AR869 | Argentina | 31.7421 | -35.25 | -64.75 | p_solar_Argentina_AR646 | Argentina | 50.9328
-33.75 | -61.75 | p_wind_Argentina_AR870 | Argentina | 9.5176 | -35.75 | -64.75 | p_solar_Argentina_AR647 | Argentina | 77.8558
-34.25 | -61.75 | p_wind_Argentina_AR871 | Argentina | 50.3256 | -36.25 | -64.75 | p_solar_Argentina_AR648 | Argentina | 55.905
-34.75 | -61.75 | p_wind_Argentina_AR872 | Argentina | 24.1817 | -36.75 | -64.75 | p_solar_Argentina_AR649 | Argentina | 41.6508
-35.25 | -61.75 | p_wind_Argentina_AR873 | Argentina | 48.3729 | -37.25 | -64.75 | p_solar_Argentina_AR650 | Argentina | 18.9907
-35.75 | -61.75 | p_wind_Argentina_AR874 | Argentina | 0.022809 | -37.75 | -64.75 | p_solar_Argentina_AR651 | Argentina | 6.6336
-36.25 | -61.75 | p_wind_Argentina_AR875 | Argentina | 9.0316 | -38.25 | -64.75 | p_solar_Argentina_AR652 | Argentina | 54.9761
-36.75 | -61.75 | p_wind_Argentina_AR876 | Argentina | 2.6928 | -38.75 | -64.75 | p_solar_Argentina_AR653 | Argentina | 9.9622
-37.25 | -61.75 | p_wind_Argentina_AR877 | Argentina | 9.1532 | -39.25 | -64.75 | p_solar_Argentina_AR654 | Argentina | 5.1669
-37.75 | -61.75 | p_wind_Argentina_AR878 | Argentina | 23.8924 | -39.75 | -64.75 | p_solar_Argentina_AR655 | Argentina | 39.4018
-38.25 | -61.75 | p_wind_Argentina_AR879 | Argentina | 1.2113 | -40.25 | -64.75 | p_solar_Argentina_AR656 | Argentina | 51.0008
-38.75 | -61.75 | p_wind_Argentina_AR880 | Argentina | 0.40357 | -40.75 | -64.75 | p_solar_Argentina_AR657 | Argentina | 4.5191
-23.75 | -61.25 | p_wind_Argentina_AR881 | Argentina | 43.5336 | -42.25 | -64.75 | p_solar_Argentina_AR658 | Argentina | 36.7165
-24.25 | -61.25 | p_wind_Argentina_AR882 | Argentina | 0.10664 | -22.75 | -64.25 | p_solar_Argentina_AR659 | Argentina | 43.913
-24.75 | -61.25 | p_wind_Argentina_AR883 | Argentina | 18.7271 | -23.25 | -64.25 | p_solar_Argentina_AR660 | Argentina | 0.98652
-28.25 | -61.25 | p_wind_Argentina_AR890 | Argentina | 26.2814 | -23.75 | -64.25 | p_solar_Argentina_AR661 | Argentina | 29.9313
-28.75 | -61.25 | p_wind_Argentina_AR891 | Argentina | 28.7386 | -24.25 | -64.25 | p_solar_Argentina_AR662 | Argentina | 34.6716
-29.25 | -61.25 | p_wind_Argentina_AR892 | Argentina | 47.9335 | -24.75 | -64.25 | p_solar_Argentina_AR663 | Argentina | 11.4844
-29.75 | -61.25 | p_wind_Argentina_AR893 | Argentina | 47.1116 | -25.25 | -64.25 | p_solar_Argentina_AR664 | Argentina | 12.4692
-30.25 | -61.25 | p_wind_Argentina_AR894 | Argentina | 40.8144 | -25.75 | -64.25 | p_solar_Argentina_AR665 | Argentina | 34.7533
-30.75 | -61.25 | p_wind_Argentina_AR895 | Argentina | 32.68 | -26.25 | -64.25 | p_solar_Argentina_AR666 | Argentina | 24.03
-31.25 | -61.25 | p_wind_Argentina_AR896 | Argentina | 11.9078 | -26.75 | -64.25 | p_solar_Argentina_AR667 | Argentina | 33.0201
-31.75 | -61.25 | p_wind_Argentina_AR897 | Argentina | 6.6085 | -35.25 | -64.25 | p_solar_Argentina_AR684 | Argentina | 12.9262
-32.25 | -61.25 | p_wind_Argentina_AR898 | Argentina | 23.2608 | -35.75 | -64.25 | p_solar_Argentina_AR685 | Argentina | 39.6271
-32.75 | -61.25 | p_wind_Argentina_AR899 | Argentina | 12.6799 | -36.25 | -64.25 | p_solar_Argentina_AR686 | Argentina | 13.8952
-33.25 | -61.25 | p_wind_Argentina_AR900 | Argentina | 7.2509 | -36.75 | -64.25 | p_solar_Argentina_AR687 | Argentina | 2.7149
-33.75 | -61.25 | p_wind_Argentina_AR901 | Argentina | 24.9775 | -37.25 | -64.25 | p_solar_Argentina_AR688 | Argentina | 18.7289
-34.25 | -61.25 | p_wind_Argentina_AR902 | Argentina | 39.6241 | -37.75 | -64.25 | p_solar_Argentina_AR689 | Argentina | 15.0349
-34.75 | -61.25 | p_wind_Argentina_AR903 | Argentina | 1.9929 | -38.25 | -64.25 | p_solar_Argentina_AR690 | Argentina | 62.989
-35.25 | -61.25 | p_wind_Argentina_AR904 | Argentina | 35.7034 | -38.75 | -64.25 | p_solar_Argentina_AR691 | Argentina | 11.0266
-35.75 | -61.25 | p_wind_Argentina_AR905 | Argentina | 8.6974 | -39.25 | -64.25 | p_solar_Argentina_AR692 | Argentina | 5.623
-36.25 | -61.25 | p_wind_Argentina_AR906 | Argentina | 13.2687 | -39.75 | -64.25 | p_solar_Argentina_AR693 | Argentina | 56.4772
-36.75 | -61.25 | p_wind_Argentina_AR907 | Argentina | 20.1313 | -40.25 | -64.25 | p_solar_Argentina_AR694 | Argentina | 50.5529
-37.25 | -61.25 | p_wind_Argentina_AR908 | Argentina | 28.3491 | -40.75 | -64.25 | p_solar_Argentina_AR695 | Argentina | 4.9635
-37.75 | -61.25 | p_wind_Argentina_AR909 | Argentina | 0.82714 | -42.75 | -64.25 | p_solar_Argentina_AR696 | Argentina | 65.5442
-38.25 | -61.25 | p_wind_Argentina_AR910 | Argentina | 10.3714 | -35.25 | -63.75 | p_solar_Argentina_AR724 | Argentina | 22.6248
-38.75 | -61.25 | p_wind_Argentina_AR911 | Argentina | 2.6963 | -35.75 | -63.75 | p_solar_Argentina_AR725 | Argentina | 1.3149
-24.25 | -60.75 | p_wind_Argentina_AR912 | Argentina | 23.5613 | -36.25 | -63.75 | p_solar_Argentina_AR726 | Argentina | 27.8266
-24.75 | -60.75 | p_wind_Argentina_AR913 | Argentina | 11.7022 | -36.75 | -63.75 | p_solar_Argentina_AR727 | Argentina | 16.6733
-28.75 | -60.75 | p_wind_Argentina_AR921 | Argentina | 76.7804 | -37.25 | -63.75 | p_solar_Argentina_AR728 | Argentina | 1.9904
-29.25 | -60.75 | p_wind_Argentina_AR922 | Argentina | 58.8644 | -37.75 | -63.75 | p_solar_Argentina_AR729 | Argentina | 9.6004
-29.75 | -60.75 | p_wind_Argentina_AR923 | Argentina | 46.7638 | -38.25 | -63.75 | p_solar_Argentina_AR730 | Argentina | 56.5388
-30.25 | -60.75 | p_wind_Argentina_AR924 | Argentina | 34.4362 | -38.75 | -63.75 | p_solar_Argentina_AR731 | Argentina | 1.643
-30.75 | -60.75 | p_wind_Argentina_AR925 | Argentina | 14.5391 | -39.25 | -63.75 | p_solar_Argentina_AR732 | Argentina | 25.8364
-31.25 | -60.75 | p_wind_Argentina_AR926 | Argentina | 0.036821 | -39.75 | -63.75 | p_solar_Argentina_AR733 | Argentina | 73.7713
-31.75 | -60.75 | p_wind_Argentina_AR927 | Argentina | 5.3548 | -40.25 | -63.75 | p_solar_Argentina_AR734 | Argentina | 51.1879
-32.25 | -60.75 | p_wind_Argentina_AR928 | Argentina | 17.9563 | -40.75 | -63.75 | p_solar_Argentina_AR735 | Argentina | 4.3335
-32.75 | -60.75 | p_wind_Argentina_AR929 | Argentina | 0.062575 | -42.25 | -63.75 | p_solar_Argentina_AR736 | Argentina | 116.1397
-33.25 | -60.75 | p_wind_Argentina_AR930 | Argentina | 18.8296 | -42.75 | -63.75 | p_solar_Argentina_AR737 | Argentina | 106.0372
-33.75 | -60.75 | p_wind_Argentina_AR931 | Argentina | 20.1998 | -35.25 | -63.25 | p_solar_Argentina_AR764 | Argentina | 57.3795
-34.25 | -60.75 | p_wind_Argentina_AR932 | Argentina | 3.0876 | -35.75 | -63.25 | p_solar_Argentina_AR765 | Argentina | 9.1305
-34.75 | -60.75 | p_wind_Argentina_AR933 | Argentina | 23.0819 | -36.25 | -63.25 | p_solar_Argentina_AR766 | Argentina | 31.6864
-35.25 | -60.75 | p_wind_Argentina_AR934 | Argentina | 7.5498 | -36.75 | -63.25 | p_solar_Argentina_AR767 | Argentina | 22.3819
-35.75 | -60.75 | p_wind_Argentina_AR935 | Argentina | 5.0889 | -37.25 | -63.25 | p_solar_Argentina_AR768 | Argentina | 23.8893
-36.25 | -60.75 | p_wind_Argentina_AR936 | Argentina | 39.6257 | -37.75 | -63.25 | p_solar_Argentina_AR769 | Argentina | 11.4425
-36.75 | -60.75 | p_wind_Argentina_AR937 | Argentina | 1.1939 | -38.25 | -63.25 | p_solar_Argentina_AR770 | Argentina | 50.3018
-37.25 | -60.75 | p_wind_Argentina_AR938 | Argentina | 0.95353 | -38.75 | -63.25 | p_solar_Argentina_AR771 | Argentina | 4.6591
-37.75 | -60.75 | p_wind_Argentina_AR939 | Argentina | 21.4403 | -39.25 | -63.25 | p_solar_Argentina_AR772 | Argentina | 47.6517
-38.25 | -60.75 | p_wind_Argentina_AR940 | Argentina | 29.6725 | -39.75 | -63.25 | p_solar_Argentina_AR773 | Argentina | 49.953
-38.75 | -60.75 | p_wind_Argentina_AR941 | Argentina | 14.7123 | -40.25 | -63.25 | p_solar_Argentina_AR774 | Argentina | 42.2648
-24.25 | -60.25 | p_wind_Argentina_AR942 | Argentina | 6.5435 | -40.75 | -63.25 | p_solar_Argentina_AR775 | Argentina | 8.4581
-29.25 | -60.25 | p_wind_Argentina_AR952 | Argentina | 23.1551 | -35.25 | -62.75 | p_solar_Argentina_AR802 | Argentina | 75.0599
-29.75 | -60.25 | p_wind_Argentina_AR953 | Argentina | 0.96795 | -35.75 | -62.75 | p_solar_Argentina_AR803 | Argentina | 23.643
-30.25 | -60.25 | p_wind_Argentina_AR954 | Argentina | 9.6337 | -36.25 | -62.75 | p_solar_Argentina_AR804 | Argentina | 23.6285
-30.75 | -60.25 | p_wind_Argentina_AR955 | Argentina | 24.0655 | -36.75 | -62.75 | p_solar_Argentina_AR805 | Argentina | 2.8711
-31.25 | -60.25 | p_wind_Argentina_AR956 | Argentina | 25.7808 | -37.25 | -62.75 | p_solar_Argentina_AR806 | Argentina | 42.1692
-31.75 | -60.25 | p_wind_Argentina_AR957 | Argentina | 2.357 | -37.75 | -62.75 | p_solar_Argentina_AR807 | Argentina | 13.1392
-32.25 | -60.25 | p_wind_Argentina_AR958 | Argentina | 6.7097 | -38.25 | -62.75 | p_solar_Argentina_AR808 | Argentina | 39.9472
-32.75 | -60.25 | p_wind_Argentina_AR959 | Argentina | 15.1599 | -38.75 | -62.75 | p_solar_Argentina_AR809 | Argentina | 11.0204
-33.25 | -60.25 | p_wind_Argentina_AR960 | Argentina | 3.6038 | -39.25 | -62.75 | p_solar_Argentina_AR810 | Argentina | 13.4612
-33.75 | -60.25 | p_wind_Argentina_AR961 | Argentina | 15.2077 | -39.75 | -62.75 | p_solar_Argentina_AR811 | Argentina | 7.1625
-34.25 | -60.25 | p_wind_Argentina_AR962 | Argentina | 5.9523 | -40.25 | -62.75 | p_solar_Argentina_AR812 | Argentina | 4.838
-34.75 | -60.25 | p_wind_Argentina_AR963 | Argentina | 18.2299 | -40.75 | -62.75 | p_solar_Argentina_AR813 | Argentina | 10.5734
-35.25 | -60.25 | p_wind_Argentina_AR964 | Argentina | 6.9849 | -35.25 | -62.25 | p_solar_Argentina_AR839 | Argentina | 68.0775
-35.75 | -60.25 | p_wind_Argentina_AR965 | Argentina | 18.2932 | -35.75 | -62.25 | p_solar_Argentina_AR840 | Argentina | 12.6239
-36.25 | -60.25 | p_wind_Argentina_AR966 | Argentina | 61.9695 | -36.25 | -62.25 | p_solar_Argentina_AR841 | Argentina | 10.0245
-36.75 | -60.25 | p_wind_Argentina_AR967 | Argentina | 8.2641 | -36.75 | -62.25 | p_solar_Argentina_AR842 | Argentina | 16.7902
-37.25 | -60.25 | p_wind_Argentina_AR968 | Argentina | 6.5697 | -37.25 | -62.25 | p_solar_Argentina_AR843 | Argentina | 31.7934
-37.75 | -60.25 | p_wind_Argentina_AR969 | Argentina | 14.2687 | -37.75 | -62.25 | p_solar_Argentina_AR844 | Argentina | 10.646
-38.25 | -60.25 | p_wind_Argentina_AR970 | Argentina | 7.2646 | -38.25 | -62.25 | p_solar_Argentina_AR845 | Argentina | 0.52105
-38.75 | -60.25 | p_wind_Argentina_AR971 | Argentina | 31.4874 | -38.75 | -62.25 | p_solar_Argentina_AR846 | Argentina | 1.4071
-29.75 | -59.75 | p_wind_Argentina_AR983 | Argentina | 23.7441 | -39.25 | -62.25 | p_solar_Argentina_AR847 | Argentina | 29.2384
-30.25 | -59.75 | p_wind_Argentina_AR984 | Argentina | 17.3244 | -39.75 | -62.25 | p_solar_Argentina_AR848 | Argentina | 35.6145
-30.75 | -59.75 | p_wind_Argentina_AR985 | Argentina | 15.4549 | -35.25 | -61.75 | p_solar_Argentina_AR873 | Argentina | 48.3729
-31.25 | -59.75 | p_wind_Argentina_AR986 | Argentina | 1.3237 | -35.75 | -61.75 | p_solar_Argentina_AR874 | Argentina | 0.022809
-31.75 | -59.75 | p_wind_Argentina_AR987 | Argentina | 14.0843 | -36.25 | -61.75 | p_solar_Argentina_AR875 | Argentina | 9.0316
-32.25 | -59.75 | p_wind_Argentina_AR988 | Argentina | 1.1355 | -36.75 | -61.75 | p_solar_Argentina_AR876 | Argentina | 2.6928
-32.75 | -59.75 | p_wind_Argentina_AR989 | Argentina | 5.8967 | -37.25 | -61.75 | p_solar_Argentina_AR877 | Argentina | 9.1532
-33.25 | -59.75 | p_wind_Argentina_AR990 | Argentina | 21.331 | -37.75 | -61.75 | p_solar_Argentina_AR878 | Argentina | 23.8924
-33.75 | -59.75 | p_wind_Argentina_AR991 | Argentina | 1.5828 | -38.25 | -61.75 | p_solar_Argentina_AR879 | Argentina | 1.2113
-34.25 | -59.75 | p_wind_Argentina_AR992 | Argentina | 7.7022 | -38.75 | -61.75 | p_solar_Argentina_AR880 | Argentina | 0.40357
-34.75 | -59.75 | p_wind_Argentina_AR993 | Argentina | 7.6493 | -35.75 | -61.25 | p_solar_Argentina_AR905 | Argentina | 8.6974
-35.25 | -59.75 | p_wind_Argentina_AR994 | Argentina | 7.1261 | -36.25 | -61.25 | p_solar_Argentina_AR906 | Argentina | 13.2687
-35.75 | -59.75 | p_wind_Argentina_AR995 | Argentina | 6.0384 | -36.75 | -61.25 | p_solar_Argentina_AR907 | Argentina | 20.1313
-36.25 | -59.75 | p_wind_Argentina_AR996 | Argentina | 27.8975 | -37.25 | -61.25 | p_solar_Argentina_AR908 | Argentina | 28.3491
-36.75 | -59.75 | p_wind_Argentina_AR997 | Argentina | 8.3943 | -37.75 | -61.25 | p_solar_Argentina_AR909 | Argentina | 0.82714
-37.25 | -59.75 | p_wind_Argentina_AR998 | Argentina | 7.7079 | -38.25 | -61.25 | p_solar_Argentina_AR910 | Argentina | 10.3714
-37.75 | -59.75 | p_wind_Argentina_AR999 | Argentina | 29.7075 | -38.75 | -61.25 | p_solar_Argentina_AR911 | Argentina | 2.6963
-38.25 | -59.75 | p_wind_Argentina_AR1000 | Argentina | 12.0991 | -11.75 | -61.75 | p_solar_Brazil_BR523 | Brazil | 8.3066
-38.75 | -59.75 | p_wind_Argentina_AR1001 | Argentina | 58.3298 | -13.25 | -60.75 | p_solar_Brazil_BR599 | Brazil | 6.361
-29.75 | -59.25 | p_wind_Argentina_AR1012 | Argentina | 2.6291 | -14.75 | -60.25 | p_solar_Brazil_BR640 | Brazil | 31.2674
-30.25 | -59.25 | p_wind_Argentina_AR1013 | Argentina | 2.9884 | -15.25 | -60.25 | p_solar_Brazil_BR641 | Brazil | 49.6727
-30.75 | -59.25 | p_wind_Argentina_AR1014 | Argentina | 10.923 | -14.75 | -59.75 | p_solar_Brazil_BR678 | Brazil | 6.3801
-31.25 | -59.25 | p_wind_Argentina_AR1015 | Argentina | 1.6441 | -15.25 | -59.75 | p_solar_Brazil_BR679 | Brazil | 19.1991
-31.75 | -59.25 | p_wind_Argentina_AR1016 | Argentina | 19.7368 | -15.75 | -59.75 | p_solar_Brazil_BR680 | Brazil | 64.9564
-32.25 | -59.25 | p_wind_Argentina_AR1017 | Argentina | 9.2988 | -16.25 | -59.75 | p_solar_Brazil_BR681 | Brazil | 114.4403
-32.75 | -59.25 | p_wind_Argentina_AR1018 | Argentina | 11.4331 | -14.25 | -59.25 | p_solar_Brazil_BR713 | Brazil | 20.0513
-33.25 | -59.25 | p_wind_Argentina_AR1019 | Argentina | 0.68214 | -14.75 | -59.25 | p_solar_Brazil_BR714 | Brazil | 8.3329
-33.75 | -59.25 | p_wind_Argentina_AR1020 | Argentina | 6.497 | -15.25 | -59.25 | p_solar_Brazil_BR715 | Brazil | 3.9175
-34.25 | -59.25 | p_wind_Argentina_AR1021 | Argentina | 2.8427 | -15.75 | -59.25 | p_solar_Brazil_BR716 | Brazil | 50.8839
-34.75 | -59.25 | p_wind_Argentina_AR1022 | Argentina | 8.6477 | -16.25 | -59.25 | p_solar_Brazil_BR717 | Brazil | 105.3718
-35.25 | -59.25 | p_wind_Argentina_AR1023 | Argentina | 14.0132 | -12.75 | -58.75 | p_solar_Brazil_BR745 | Brazil | 26.6648
-35.75 | -59.25 | p_wind_Argentina_AR1024 | Argentina | 19.5227 | -13.25 | -58.75 | p_solar_Brazil_BR746 | Brazil | 24.4154
-36.25 | -59.25 | p_wind_Argentina_AR1025 | Argentina | 7.7168 | -13.75 | -58.75 | p_solar_Brazil_BR747 | Brazil | 77.4976
-36.75 | -59.25 | p_wind_Argentina_AR1026 | Argentina | 6.8086 | -14.25 | -58.75 | p_solar_Brazil_BR748 | Brazil | 67.6148
-37.25 | -59.25 | p_wind_Argentina_AR1027 | Argentina | 3.5614 | -14.75 | -58.75 | p_solar_Brazil_BR749 | Brazil | 36.5566
-37.75 | -59.25 | p_wind_Argentina_AR1028 | Argentina | 18.4052 | -15.25 | -58.75 | p_solar_Brazil_BR750 | Brazil | 2.9545
-38.25 | -59.25 | p_wind_Argentina_AR1029 | Argentina | 3.4933 | -15.75 | -58.75 | p_solar_Brazil_BR751 | Brazil | 33.9347
-29.75 | -58.75 | p_wind_Argentina_AR1039 | Argentina | 3.0151 | -16.25 | -58.75 | p_solar_Brazil_BR752 | Brazil | 88.6342
-30.25 | -58.75 | p_wind_Argentina_AR1040 | Argentina | 2.4553 | -13.75 | -58.25 | p_solar_Brazil_BR783 | Brazil | 41.1899
-30.75 | -58.75 | p_wind_Argentina_AR1041 | Argentina | 2.4895 | -14.25 | -58.25 | p_solar_Brazil_BR784 | Brazil | 29.0483
-31.25 | -58.75 | p_wind_Argentina_AR1042 | Argentina | 0.8374 | -14.75 | -58.25 | p_solar_Brazil_BR785 | Brazil | 27.8727
-31.75 | -58.75 | p_wind_Argentina_AR1043 | Argentina | 1.9674 | -15.25 | -58.25 | p_solar_Brazil_BR786 | Brazil | 3.0634
-32.25 | -58.75 | p_wind_Argentina_AR1044 | Argentina | 8.0167 | -15.75 | -58.25 | p_solar_Brazil_BR787 | Brazil | 37.1011
-32.75 | -58.75 | p_wind_Argentina_AR1045 | Argentina | 6.1607 | -16.25 | -58.25 | p_solar_Brazil_BR788 | Brazil | 91.4628
-33.25 | -58.75 | p_wind_Argentina_AR1046 | Argentina | 1.4367 | -16.75 | -58.25 | p_solar_Brazil_BR789 | Brazil | 145.9714
-33.75 | -58.75 | p_wind_Argentina_AR1047 | Argentina | 1.2153 | -17.25 | -58.25 | p_solar_Brazil_BR790 | Brazil | 200.9323
-34.25 | -58.75 | p_wind_Argentina_AR1048 | Argentina | 15.4081 | -13.75 | -57.75 | p_solar_Brazil_BR821 | Brazil | 7.5666
-34.75 | -58.75 | p_wind_Argentina_AR1049 | Argentina | 12.4865 | -14.25 | -57.75 | p_solar_Brazil_BR822 | Brazil | 24.1385
-35.25 | -58.75 | p_wind_Argentina_AR1050 | Argentina | 14.1077 | -14.75 | -57.75 | p_solar_Brazil_BR823 | Brazil | 20.1685
-35.75 | -58.75 | p_wind_Argentina_AR1051 | Argentina | 14.3303 | -15.25 | -57.75 | p_solar_Brazil_BR824 | Brazil | 0.88312
-36.25 | -58.75 | p_wind_Argentina_AR1052 | Argentina | 35.6104 | -15.75 | -57.75 | p_solar_Brazil_BR825 | Brazil | 32.3151
-36.75 | -58.75 | p_wind_Argentina_AR1053 | Argentina | 30.6992 | -16.25 | -57.75 | p_solar_Brazil_BR826 | Brazil | 87.3702
-37.25 | -58.75 | p_wind_Argentina_AR1054 | Argentina | 2.3105 | -16.75 | -57.75 | p_solar_Brazil_BR827 | Brazil | 142.6246
-37.75 | -58.75 | p_wind_Argentina_AR1055 | Argentina | 18.9463 | -19.25 | -57.75 | p_solar_Brazil_BR829 | Brazil | 11.1852
-38.25 | -58.75 | p_wind_Argentina_AR1056 | Argentina | 4.2427 | -19.75 | -57.75 | p_solar_Brazil_BR830 | Brazil | 43.2594
-29.25 | -58.25 | p_wind_Argentina_AR1065 | Argentina | 3.7154 | -20.25 | -57.75 | p_solar_Brazil_BR831 | Brazil | 85.8812
-29.75 | -58.25 | p_wind_Argentina_AR1066 | Argentina | 5.3917 | -20.75 | -57.75 | p_solar_Brazil_BR832 | Brazil | 127.4417
-30.25 | -58.25 | p_wind_Argentina_AR1067 | Argentina | 0.50599 | -21.25 | -57.75 | p_solar_Brazil_BR833 | Brazil | 165.1085
-30.75 | -58.25 | p_wind_Argentina_AR1068 | Argentina | 1.2693 | -21.75 | -57.75 | p_solar_Brazil_BR834 | Brazil | 209.0292
-31.25 | -58.25 | p_wind_Argentina_AR1069 | Argentina | 1.1452 | -14.25 | -57.25 | p_solar_Brazil_BR867 | Brazil | 76.73
-31.75 | -58.25 | p_wind_Argentina_AR1070 | Argentina | 0.95867 | -14.75 | -57.25 | p_solar_Brazil_BR868 | Brazil | 43.7039
-32.25 | -58.25 | p_wind_Argentina_AR1071 | Argentina | 1.1833 | -15.25 | -57.25 | p_solar_Brazil_BR869 | Brazil | 0.2759
-32.75 | -58.25 | p_wind_Argentina_AR1072 | Argentina | 7.0067 | -15.75 | -57.25 | p_solar_Brazil_BR870 | Brazil | 51.7715
-34.25 | -58.25 | p_wind_Argentina_AR1073 | Argentina | 49.2599 | -16.25 | -57.25 | p_solar_Brazil_BR871 | Brazil | 101.788
-34.75 | -58.25 | p_wind_Argentina_AR1074 | Argentina | 1.0308 | -16.75 | -57.25 | p_solar_Brazil_BR872 | Brazil | 152.3651
-35.25 | -58.25 | p_wind_Argentina_AR1075 | Argentina | 4.799 | -17.25 | -57.25 | p_solar_Brazil_BR873 | Brazil | 201.8294
-35.75 | -58.25 | p_wind_Argentina_AR1076 | Argentina | 27.7718 | -17.75 | -57.25 | p_solar_Brazil_BR874 | Brazil | 147.9148
-36.25 | -58.25 | p_wind_Argentina_AR1077 | Argentina | 44.6786 | -18.75 | -57.25 | p_solar_Brazil_BR876 | Brazil | 50.3855
-36.75 | -58.25 | p_wind_Argentina_AR1078 | Argentina | 36.6521 | -19.25 | -57.25 | p_solar_Brazil_BR877 | Brazil | 32.0793
-37.25 | -58.25 | p_wind_Argentina_AR1079 | Argentina | 14.2152 | -19.75 | -57.25 | p_solar_Brazil_BR878 | Brazil | 20.6275
-37.75 | -58.25 | p_wind_Argentina_AR1080 | Argentina | 6.0125 | -20.25 | -57.25 | p_solar_Brazil_BR879 | Brazil | 52.8742
-38.25 | -58.25 | p_wind_Argentina_AR1081 | Argentina | 5.095 | -20.75 | -57.25 | p_solar_Brazil_BR880 | Brazil | 89.221
-29.25 | -57.75 | p_wind_Argentina_AR1086 | Argentina | 0.48405 | -21.25 | -57.25 | p_solar_Brazil_BR881 | Brazil | 133.7808
-29.75 | -57.75 | p_wind_Argentina_AR1087 | Argentina | 2.4569 | -21.75 | -57.25 | p_solar_Brazil_BR882 | Brazil | 180.2862
-30.25 | -57.75 | p_wind_Argentina_AR1088 | Argentina | 0.0074901 | -30.25 | -57.25 | p_solar_Brazil_BR883 | Brazil | 54.4957
-34.75 | -57.75 | p_wind_Argentina_AR1089 | Argentina | 15.5017 | -14.25 | -56.75 | p_solar_Brazil_BR916 | Brazil | 65.384
-35.25 | -57.75 | p_wind_Argentina_AR1090 | Argentina | 20.4179 | -14.75 | -56.75 | p_solar_Brazil_BR917 | Brazil | 33.869
-35.75 | -57.75 | p_wind_Argentina_AR1091 | Argentina | 14.8484 | -15.25 | -56.75 | p_solar_Brazil_BR918 | Brazil | 10.8634
-36.25 | -57.75 | p_wind_Argentina_AR1092 | Argentina | 2.763 | -15.75 | -56.75 | p_solar_Brazil_BR919 | Brazil | 53.4599
-36.75 | -57.75 | p_wind_Argentina_AR1093 | Argentina | 4.376 | -16.25 | -56.75 | p_solar_Brazil_BR920 | Brazil | 84.3538
-37.25 | -57.75 | p_wind_Argentina_AR1094 | Argentina | 18.4423 | -16.75 | -56.75 | p_solar_Brazil_BR921 | Brazil | 128.67
-37.75 | -57.75 | p_wind_Argentina_AR1095 | Argentina | 15.2726 | -17.25 | -56.75 | p_solar_Brazil_BR922 | Brazil | 179.2215
-28.25 | -57.25 | p_wind_Argentina_AR1097 | Argentina | 31.8716 | -17.75 | -56.75 | p_solar_Brazil_BR923 | Brazil | 169.6926
-28.75 | -57.25 | p_wind_Argentina_AR1098 | Argentina | 10.1988 | -18.25 | -56.75 | p_solar_Brazil_BR924 | Brazil | 126.6621
-29.25 | -57.25 | p_wind_Argentina_AR1099 | Argentina | 20.9132 | -18.75 | -56.75 | p_solar_Brazil_BR925 | Brazil | 97.0334
-29.75 | -57.25 | p_wind_Argentina_AR1100 | Argentina | 0.038863 | -19.25 | -56.75 | p_solar_Brazil_BR926 | Brazil | 52.7069
-35.25 | -57.25 | p_wind_Argentina_AR1102 | Argentina | 17.855 | -19.75 | -56.75 | p_solar_Brazil_BR927 | Brazil | 17.5785
-35.75 | -57.25 | p_wind_Argentina_AR1103 | Argentina | 42.1963 | -20.25 | -56.75 | p_solar_Brazil_BR928 | Brazil | 13.9239
-36.25 | -57.25 | p_wind_Argentina_AR1104 | Argentina | 22.0821 | -20.75 | -56.75 | p_solar_Brazil_BR929 | Brazil | 60.0104
-36.75 | -57.25 | p_wind_Argentina_AR1105 | Argentina | 27.1663 | -21.25 | -56.75 | p_solar_Brazil_BR930 | Brazil | 105.4748
-37.25 | -57.25 | p_wind_Argentina_AR1106 | Argentina | 17.3454 | -21.75 | -56.75 | p_solar_Brazil_BR931 | Brazil | 135.5268
-28.25 | -56.75 | p_wind_Argentina_AR1108 | Argentina | 2.4496 | -29.75 | -56.75 | p_solar_Brazil_BR932 | Brazil | 9.431
-28.75 | -56.75 | p_wind_Argentina_AR1109 | Argentina | 9.8931 | -12.75 | -56.25 | p_solar_Brazil_BR962 | Brazil | 43.1681
-29.25 | -56.75 | p_wind_Argentina_AR1110 | Argentina | 0.76308 | -14.25 | -56.25 | p_solar_Brazil_BR965 | Brazil | 12.9783
-36.25 | -56.75 | p_wind_Argentina_AR1111 | Argentina | 14.8181 | -14.75 | -56.25 | p_solar_Brazil_BR966 | Brazil | 0.88121
-36.75 | -56.75 | p_wind_Argentina_AR1112 | Argentina | 4.1116 | -15.25 | -56.25 | p_solar_Brazil_BR967 | Brazil | 1.017
-28.25 | -56.25 | p_wind_Argentina_AR1114 | Argentina | 1.6605 | -15.75 | -56.25 | p_solar_Brazil_BR968 | Brazil | 7.8164
-28.75 | -56.25 | p_wind_Argentina_AR1115 | Argentina | 2.6222 | -16.25 | -56.25 | p_solar_Brazil_BR969 | Brazil | 57.6181
-30.25 | -57.25 | p_wind_Brazil_BR883 | Brazil | 54.4957 | -16.75 | -56.25 | p_solar_Brazil_BR970 | Brazil | 112.1591
-29.75 | -56.75 | p_wind_Brazil_BR932 | Brazil | 9.431 | -17.25 | -56.25 | p_solar_Brazil_BR971 | Brazil | 143.7981
-29.25 | -56.25 | p_wind_Brazil_BR981 | Brazil | 4.1545 | -17.75 | -56.25 | p_solar_Brazil_BR972 | Brazil | 143.3605
-29.75 | -56.25 | p_wind_Brazil_BR982 | Brazil | 4.6168 | -18.25 | -56.25 | p_solar_Brazil_BR973 | Brazil | 159.7817
-30.25 | -56.25 | p_wind_Brazil_BR983 | Brazil | 48.501 | -18.75 | -56.25 | p_solar_Brazil_BR974 | Brazil | 128.587
-28.25 | -55.75 | p_wind_Brazil_BR1034 | Brazil | 3.4063 | -19.25 | -56.25 | p_solar_Brazil_BR975 | Brazil | 92.6223
-28.75 | -55.75 | p_wind_Brazil_BR1035 | Brazil | 12.2077 | -19.75 | -56.25 | p_solar_Brazil_BR976 | Brazil | 59.654
-29.25 | -55.75 | p_wind_Brazil_BR1036 | Brazil | 18.7052 | -20.25 | -56.25 | p_solar_Brazil_BR977 | Brazil | 14.6953
-29.75 | -55.75 | p_wind_Brazil_BR1037 | Brazil | 1.2197 | -20.75 | -56.25 | p_solar_Brazil_BR978 | Brazil | 33.8414
-30.25 | -55.75 | p_wind_Brazil_BR1038 | Brazil | 14.1497 | -21.25 | -56.25 | p_solar_Brazil_BR979 | Brazil | 69.7166
-30.75 | -55.75 | p_wind_Brazil_BR1039 | Brazil | 8.0296 | -21.75 | -56.25 | p_solar_Brazil_BR980 | Brazil | 87.7229
-28.75 | -55.25 | p_wind_Brazil_BR1094 | Brazil | 0.0061509 | -29.75 | -56.25 | p_solar_Brazil_BR982 | Brazil | 4.6168
-29.25 | -55.25 | p_wind_Brazil_BR1095 | Brazil | 41.6683 | -30.25 | -56.25 | p_solar_Brazil_BR983 | Brazil | 48.501
-29.75 | -55.25 | p_wind_Brazil_BR1096 | Brazil | 0.63768 | -13.25 | -55.75 | p_solar_Brazil_BR1015 | Brazil | 14.6551
-30.25 | -55.25 | p_wind_Brazil_BR1097 | Brazil | 32.5178 | -14.25 | -55.75 | p_solar_Brazil_BR1017 | Brazil | 40.0086
-30.75 | -55.25 | p_wind_Brazil_BR1098 | Brazil | 17.2281 | -14.75 | -55.75 | p_solar_Brazil_BR1018 | Brazil | 14.2506
-29.25 | -54.75 | p_wind_Brazil_BR1155 | Brazil | 49.5891 | -15.25 | -55.75 | p_solar_Brazil_BR1019 | Brazil | 38.2199
-29.75 | -54.75 | p_wind_Brazil_BR1156 | Brazil | 5.5575 | -15.75 | -55.75 | p_solar_Brazil_BR1020 | Brazil | 0.64498
-30.25 | -54.75 | p_wind_Brazil_BR1157 | Brazil | 60.6935 | -16.25 | -55.75 | p_solar_Brazil_BR1021 | Brazil | 49.3343
-30.75 | -54.75 | p_wind_Brazil_BR1158 | Brazil | 31.6664 | -16.75 | -55.75 | p_solar_Brazil_BR1022 | Brazil | 94.0337
-31.25 | -54.75 | p_wind_Brazil_BR1159 | Brazil | 19.3135 | -17.25 | -55.75 | p_solar_Brazil_BR1023 | Brazil | 90.6274
-29.75 | -54.25 | p_wind_Brazil_BR1219 | Brazil | 11.1106 | -17.75 | -55.75 | p_solar_Brazil_BR1024 | Brazil | 90.961
-30.25 | -54.25 | p_wind_Brazil_BR1220 | Brazil | 65.7639 | -18.25 | -55.75 | p_solar_Brazil_BR1025 | Brazil | 115.2656
-30.75 | -54.25 | p_wind_Brazil_BR1221 | Brazil | 48.9535 | -18.75 | -55.75 | p_solar_Brazil_BR1026 | Brazil | 156.2813
-31.25 | -54.25 | p_wind_Brazil_BR1222 | Brazil | 2.2477 | -19.25 | -55.75 | p_solar_Brazil_BR1027 | Brazil | 134.643
-31.75 | -54.25 | p_wind_Brazil_BR1223 | Brazil | 12.8179 | -19.75 | -55.75 | p_solar_Brazil_BR1028 | Brazil | 88.0515
-30.25 | -53.75 | p_wind_Brazil_BR1287 | Brazil | 64.2211 | -20.25 | -55.75 | p_solar_Brazil_BR1029 | Brazil | 36.3631
-30.75 | -53.75 | p_wind_Brazil_BR1288 | Brazil | 51.3356 | -20.75 | -55.75 | p_solar_Brazil_BR1030 | Brazil | 2.1372
-31.25 | -53.75 | p_wind_Brazil_BR1289 | Brazil | 19.32 | -21.25 | -55.75 | p_solar_Brazil_BR1031 | Brazil | 18.8598
-31.75 | -53.75 | p_wind_Brazil_BR1290 | Brazil | 12.4456 | -21.75 | -55.75 | p_solar_Brazil_BR1032 | Brazil | 45.6079
-31.25 | -53.25 | p_wind_Brazil_BR1358 | Brazil | 10.551 | -22.25 | -55.75 | p_solar_Brazil_BR1033 | Brazil | 70.7276
-31.75 | -53.25 | p_wind_Brazil_BR1359 | Brazil | 4.4339 | -30.25 | -55.75 | p_solar_Brazil_BR1038 | Brazil | 14.1497
-32.25 | -53.25 | p_wind_Brazil_BR1360 | Brazil | 46.0653 | -30.75 | -55.75 | p_solar_Brazil_BR1039 | Brazil | 8.0296
-33.25 | -53.25 | p_wind_Brazil_BR1361 | Brazil | 10.8634 | -13.75 | -55.25 | p_solar_Brazil_BR1072 | Brazil | 34.3743
-31.25 | -52.75 | p_wind_Brazil_BR1429 | Brazil | 3.5086 | -14.25 | -55.25 | p_solar_Brazil_BR1073 | Brazil | 67.8487
-31.75 | -52.75 | p_wind_Brazil_BR1430 | Brazil | 0.35766 | -14.75 | -55.25 | p_solar_Brazil_BR1074 | Brazil | 59.6267
-32.25 | -52.75 | p_wind_Brazil_BR1431 | Brazil | 22.4178 | -15.25 | -55.25 | p_solar_Brazil_BR1075 | Brazil | 64.3932
-32.75 | -52.75 | p_wind_Brazil_BR1432 | Brazil | 6.6959 | -15.75 | -55.25 | p_solar_Brazil_BR1076 | Brazil | 11.0557
-33.25 | -52.75 | p_wind_Brazil_BR1433 | Brazil | 25.6616 | -16.25 | -55.25 | p_solar_Brazil_BR1077 | Brazil | 17.3755
-30.75 | -52.25 | p_wind_Brazil_BR1501 | Brazil | 9.66 | -16.75 | -55.25 | p_solar_Brazil_BR1078 | Brazil | 52.1174
-31.25 | -52.25 | p_wind_Brazil_BR1502 | Brazil | 1.9589 | -17.25 | -55.25 | p_solar_Brazil_BR1079 | Brazil | 37.4629
-31.75 | -52.25 | p_wind_Brazil_BR1503 | Brazil | 12.6088 | -17.75 | -55.25 | p_solar_Brazil_BR1080 | Brazil | 40.3011
-32.25 | -52.25 | p_wind_Brazil_BR1504 | Brazil | 18.7937 | -18.25 | -55.25 | p_solar_Brazil_BR1081 | Brazil | 81.5783
-30.75 | -51.75 | p_wind_Brazil_BR1574 | Brazil | 0.54318 | -18.75 | -55.25 | p_solar_Brazil_BR1082 | Brazil | 133.4601
-31.25 | -51.75 | p_wind_Brazil_BR1575 | Brazil | 29.8786 | -19.25 | -55.25 | p_solar_Brazil_BR1083 | Brazil | 138.5711
-31.75 | -51.75 | p_wind_Brazil_BR1576 | Brazil | 54.1694 | -19.75 | -55.25 | p_solar_Brazil_BR1084 | Brazil | 90.0984
3.75 | -51.25 | p_wind_Brazil_BR1577 | Brazil | 319.3512 | -20.25 | -55.25 | p_solar_Brazil_BR1085 | Brazil | 54.2097
3.25 | -51.25 | p_wind_Brazil_BR1578 | Brazil | 264.0741 | -20.75 | -55.25 | p_solar_Brazil_BR1086 | Brazil | 0.5724
2.75 | -51.25 | p_wind_Brazil_BR1579 | Brazil | 208.804 | -21.25 | -55.25 | p_solar_Brazil_BR1087 | Brazil | 27.8785
-30.75 | -51.25 | p_wind_Brazil_BR1646 | Brazil | 36.6296 | -21.75 | -55.25 | p_solar_Brazil_BR1088 | Brazil | 0.78115
-31.25 | -51.25 | p_wind_Brazil_BR1647 | Brazil | 71.4833 | -22.25 | -55.25 | p_solar_Brazil_BR1089 | Brazil | 25.2705
2.25 | -50.75 | p_wind_Brazil_BR1648 | Brazil | 161.2318 | -22.75 | -55.25 | p_solar_Brazil_BR1090 | Brazil | 46.7459
-30.25 | -50.75 | p_wind_Brazil_BR1712 | Brazil | 5.971 | -23.25 | -55.25 | p_solar_Brazil_BR1091 | Brazil | 65.3811
-30.75 | -50.75 | p_wind_Brazil_BR1713 | Brazil | 52.4625 | -23.75 | -55.25 | p_solar_Brazil_BR1092 | Brazil | 76.0213
1.75 | -50.25 | p_wind_Brazil_BR1714 | Brazil | 143.8741 | -13.75 | -54.75 | p_solar_Brazil_BR1131 | Brazil | 9.3695
1.25 | -50.25 | p_wind_Brazil_BR1715 | Brazil | 113.4014 | -14.25 | -54.75 | p_solar_Brazil_BR1132 | Brazil | 30.5473
0.75 | -50.25 | p_wind_Brazil_BR1716 | Brazil | 98.4488 | -14.75 | -54.75 | p_solar_Brazil_BR1133 | Brazil | 71.9576
-30.25 | -50.25 | p_wind_Brazil_BR1777 | Brazil | 6.5686 | -15.25 | -54.75 | p_solar_Brazil_BR1134 | Brazil | 81.1791
0.25 | -49.75 | p_wind_Brazil_BR1778 | Brazil | 149.0321 | -15.75 | -54.75 | p_solar_Brazil_BR1135 | Brazil | 36.8281
-0.25 | -49.25 | p_wind_Brazil_BR1838 | Brazil | 152.9307 | -16.25 | -54.75 | p_solar_Brazil_BR1136 | Brazil | 2.5789
-0.25 | -48.75 | p_wind_Brazil_BR1896 | Brazil | 126.1967 | -16.75 | -54.75 | p_solar_Brazil_BR1137 | Brazil | 8.8392
-0.75 | -48.75 | p_wind_Brazil_BR1897 | Brazil | 75.7042 | -17.25 | -54.75 | p_solar_Brazil_BR1138 | Brazil | 15.3124
-0.75 | -47.75 | p_wind_Brazil_BR2001 | Brazil | 59.0535 | -17.75 | -54.75 | p_solar_Brazil_BR1139 | Brazil | 24.4954
-1.25 | -47.75 | p_wind_Brazil_BR2002 | Brazil | 5.8168 | -18.25 | -54.75 | p_solar_Brazil_BR1140 | Brazil | 75.0555
-0.75 | -47.25 | p_wind_Brazil_BR2050 | Brazil | 74.5322 | -18.75 | -54.75 | p_solar_Brazil_BR1141 | Brazil | 129.5856
-1.25 | -47.25 | p_wind_Brazil_BR2051 | Brazil | 37.0495 | -19.25 | -54.75 | p_solar_Brazil_BR1142 | Brazil | 109.1769
-1.25 | -46.75 | p_wind_Brazil_BR2098 | Brazil | 91.8353 | -19.75 | -54.75 | p_solar_Brazil_BR1143 | Brazil | 67.0194
-1.25 | -46.25 | p_wind_Brazil_BR2144 | Brazil | 115.8091 | -20.25 | -54.75 | p_solar_Brazil_BR1144 | Brazil | 16.3235
-1.75 | -44.75 | p_wind_Brazil_BR2278 | Brazil | 100.6148 | -20.75 | -54.75 | p_solar_Brazil_BR1145 | Brazil | 8.3692
-2.75 | -43.25 | p_wind_Brazil_BR2403 | Brazil | 3.5623 | -21.25 | -54.75 | p_solar_Brazil_BR1146 | Brazil | 43.4353
-2.75 | -42.75 | p_wind_Brazil_BR2444 | Brazil | 5.8203 | -21.75 | -54.75 | p_solar_Brazil_BR1147 | Brazil | 45.1831
-22.75 | -42.75 | p_wind_Brazil_BR2484 | Brazil | 4.8566 | -22.25 | -54.75 | p_solar_Brazil_BR1148 | Brazil | 5.9326
-3.25 | -42.25 | p_wind_Brazil_BR2485 | Brazil | 15.4412 | -22.75 | -54.75 | p_solar_Brazil_BR1149 | Brazil | 0.75355
-22.75 | -42.25 | p_wind_Brazil_BR2524 | Brazil | 27.4072 | -23.25 | -54.75 | p_solar_Brazil_BR1150 | Brazil | 15.23
-3.25 | -41.75 | p_wind_Brazil_BR2525 | Brazil | 8.5352 | -23.75 | -54.75 | p_solar_Brazil_BR1151 | Brazil | 26.61
-3.25 | -41.25 | p_wind_Brazil_BR2564 | Brazil | 19.5763 | -13.75 | -54.25 | p_solar_Brazil_BR1191 | Brazil | 46.6336
-3.25 | -40.75 | p_wind_Brazil_BR2602 | Brazil | 3.9858 | -14.25 | -54.25 | p_solar_Brazil_BR1192 | Brazil | 2.597
-8.25 | -40.75 | p_wind_Brazil_BR2612 | Brazil | 5.5214 | -14.75 | -54.25 | p_solar_Brazil_BR1193 | Brazil | 44.9842
-8.75 | -40.75 | p_wind_Brazil_BR2613 | Brazil | 41.2504 | -15.25 | -54.25 | p_solar_Brazil_BR1194 | Brazil | 73.6152
-3.25 | -40.25 | p_wind_Brazil_BR2638 | Brazil | 13.7381 | -15.75 | -54.25 | p_solar_Brazil_BR1195 | Brazil | 57.5023
-7.75 | -40.25 | p_wind_Brazil_BR2647 | Brazil | 23.8589 | -16.25 | -54.25 | p_solar_Brazil_BR1196 | Brazil | 2.2927
-8.25 | -40.25 | p_wind_Brazil_BR2648 | Brazil | 18.9156 | -16.75 | -54.25 | p_solar_Brazil_BR1197 | Brazil | 1.3339
-8.75 | -40.25 | p_wind_Brazil_BR2649 | Brazil | 58.9129 | -17.25 | -54.25 | p_solar_Brazil_BR1198 | Brazil | 50.1193
-9.25 | -40.25 | p_wind_Brazil_BR2650 | Brazil | 12.6921 | -17.75 | -54.25 | p_solar_Brazil_BR1199 | Brazil | 72.0996
-9.75 | -40.25 | p_wind_Brazil_BR2651 | Brazil | 6.894 | -18.25 | -54.25 | p_solar_Brazil_BR1200 | Brazil | 101.0882
-10.25 | -40.25 | p_wind_Brazil_BR2652 | Brazil | 11.8126 | -18.75 | -54.25 | p_solar_Brazil_BR1201 | Brazil | 114.0608
-10.75 | -40.25 | p_wind_Brazil_BR2653 | Brazil | 33.7386 | -19.25 | -54.25 | p_solar_Brazil_BR1202 | Brazil | 72.9874
-20.25 | -40.25 | p_wind_Brazil_BR2672 | Brazil | 7.3987 | -19.75 | -54.25 | p_solar_Brazil_BR1203 | Brazil | 33.3629
-3.25 | -39.75 | p_wind_Brazil_BR2673 | Brazil | 1.3694 | -20.25 | -54.25 | p_solar_Brazil_BR1204 | Brazil | 9.0731
-3.75 | -39.75 | p_wind_Brazil_BR2674 | Brazil | 2.9639 | -20.75 | -54.25 | p_solar_Brazil_BR1205 | Brazil | 5.3143
-5.75 | -39.75 | p_wind_Brazil_BR2678 | Brazil | 61.0966 | -21.25 | -54.25 | p_solar_Brazil_BR1206 | Brazil | 13.3448
-6.25 | -39.75 | p_wind_Brazil_BR2679 | Brazil | 19.2904 | -21.75 | -54.25 | p_solar_Brazil_BR1207 | Brazil | 13.6446
-7.75 | -39.75 | p_wind_Brazil_BR2682 | Brazil | 7.6267 | -22.25 | -54.25 | p_solar_Brazil_BR1208 | Brazil | 11.993
-8.25 | -39.75 | p_wind_Brazil_BR2683 | Brazil | 40.9674 | -22.75 | -54.25 | p_solar_Brazil_BR1209 | Brazil | 40.0166
-8.75 | -39.75 | p_wind_Brazil_BR2684 | Brazil | 18.485 | -23.25 | -54.25 | p_solar_Brazil_BR1210 | Brazil | 35.5442
-9.25 | -39.75 | p_wind_Brazil_BR2685 | Brazil | 18.9798 | -23.75 | -54.25 | p_solar_Brazil_BR1211 | Brazil | 20.2687
-9.75 | -39.75 | p_wind_Brazil_BR2686 | Brazil | 17.4931 | -13.75 | -53.75 | p_solar_Brazil_BR1256 | Brazil | 28.5941
-10.25 | -39.75 | p_wind_Brazil_BR2687 | Brazil | 30.5963 | -14.25 | -53.75 | p_solar_Brazil_BR1257 | Brazil | 11.8995
-10.75 | -39.75 | p_wind_Brazil_BR2688 | Brazil | 58.5158 | -14.75 | -53.75 | p_solar_Brazil_BR1258 | Brazil | 2.3704
-17.75 | -39.75 | p_wind_Brazil_BR2702 | Brazil | 19.9627 | -15.25 | -53.75 | p_solar_Brazil_BR1259 | Brazil | 20.1413
-18.25 | -39.75 | p_wind_Brazil_BR2703 | Brazil | 57.9139 | -15.75 | -53.75 | p_solar_Brazil_BR1260 | Brazil | 22.8088
-18.75 | -39.75 | p_wind_Brazil_BR2704 | Brazil | 15.0029 | -16.25 | -53.75 | p_solar_Brazil_BR1261 | Brazil | 2.8329
-19.25 | -39.75 | p_wind_Brazil_BR2705 | Brazil | 40.7775 | -16.75 | -53.75 | p_solar_Brazil_BR1262 | Brazil | 13.876
-3.25 | -39.25 | p_wind_Brazil_BR2706 | Brazil | 5.0239 | -17.25 | -53.75 | p_solar_Brazil_BR1263 | Brazil | 14.1279
-3.75 | -39.25 | p_wind_Brazil_BR2707 | Brazil | 1.8644 | -17.75 | -53.75 | p_solar_Brazil_BR1264 | Brazil | 50.8145
-4.25 | -39.25 | p_wind_Brazil_BR2708 | Brazil | 51.6083 | -18.25 | -53.75 | p_solar_Brazil_BR1265 | Brazil | 99.0119
-4.75 | -39.25 | p_wind_Brazil_BR2709 | Brazil | 38.6341 | -18.75 | -53.75 | p_solar_Brazil_BR1266 | Brazil | 86.8705
-5.25 | -39.25 | p_wind_Brazil_BR2710 | Brazil | 32.2122 | -19.25 | -53.75 | p_solar_Brazil_BR1267 | Brazil | 39.0851
-5.75 | -39.25 | p_wind_Brazil_BR2711 | Brazil | 39.7134 | -19.75 | -53.75 | p_solar_Brazil_BR1268 | Brazil | 3.0399
-8.25 | -39.25 | p_wind_Brazil_BR2716 | Brazil | 5.2759 | -20.25 | -53.75 | p_solar_Brazil_BR1269 | Brazil | 42.2995
-8.75 | -39.25 | p_wind_Brazil_BR2717 | Brazil | 10.6687 | -20.75 | -53.75 | p_solar_Brazil_BR1270 | Brazil | 43.8102
-9.25 | -39.25 | p_wind_Brazil_BR2718 | Brazil | 14.5738 | -21.25 | -53.75 | p_solar_Brazil_BR1271 | Brazil | 19.4228
-9.75 | -39.25 | p_wind_Brazil_BR2719 | Brazil | 39.8266 | -21.75 | -53.75 | p_solar_Brazil_BR1272 | Brazil | 4.501
-10.25 | -39.25 | p_wind_Brazil_BR2720 | Brazil | 77.2303 | -22.25 | -53.75 | p_solar_Brazil_BR1273 | Brazil | 16.5881
-10.75 | -39.25 | p_wind_Brazil_BR2721 | Brazil | 95.4821 | -22.75 | -53.75 | p_solar_Brazil_BR1274 | Brazil | 38.2823
-12.75 | -39.25 | p_wind_Brazil_BR2725 | Brazil | 1.9623 | -23.25 | -53.75 | p_solar_Brazil_BR1275 | Brazil | 68.939
-13.25 | -39.25 | p_wind_Brazil_BR2726 | Brazil | 7.3658 | -23.75 | -53.75 | p_solar_Brazil_BR1276 | Brazil | 18.7593
-13.75 | -39.25 | p_wind_Brazil_BR2727 | Brazil | 25.474 | -31.75 | -53.75 | p_solar_Brazil_BR1290 | Brazil | 12.4456
-14.25 | -39.25 | p_wind_Brazil_BR2728 | Brazil | 23.0407 | -13.25 | -53.25 | p_solar_Brazil_BR1322 | Brazil | 56.6349
-14.75 | -39.25 | p_wind_Brazil_BR2729 | Brazil | 12.1712 | -13.75 | -53.25 | p_solar_Brazil_BR1323 | Brazil | 1.3744
-15.25 | -39.25 | p_wind_Brazil_BR2730 | Brazil | 27.0729 | -14.25 | -53.25 | p_solar_Brazil_BR1324 | Brazil | 47.9688
-15.75 | -39.25 | p_wind_Brazil_BR2731 | Brazil | 27.8888 | -14.75 | -53.25 | p_solar_Brazil_BR1325 | Brazil | 39.6616
-16.25 | -39.25 | p_wind_Brazil_BR2732 | Brazil | 24.8195 | -15.25 | -53.25 | p_solar_Brazil_BR1326 | Brazil | 32.5895
-16.75 | -39.25 | p_wind_Brazil_BR2733 | Brazil | 32.299 | -15.75 | -53.25 | p_solar_Brazil_BR1327 | Brazil | 29.0609
-17.25 | -39.25 | p_wind_Brazil_BR2734 | Brazil | 41.1436 | -16.25 | -53.25 | p_solar_Brazil_BR1328 | Brazil | 9.9413
-17.75 | -39.25 | p_wind_Brazil_BR2735 | Brazil | 52.3301 | -16.75 | -53.25 | p_solar_Brazil_BR1329 | Brazil | 32.5994
-3.75 | -38.75 | p_wind_Brazil_BR2736 | Brazil | 8.021 | -17.25 | -53.25 | p_solar_Brazil_BR1330 | Brazil | 14.0741
-4.25 | -38.75 | p_wind_Brazil_BR2737 | Brazil | 11.7293 | -17.75 | -53.25 | p_solar_Brazil_BR1331 | Brazil | 26.4904
-4.75 | -38.75 | p_wind_Brazil_BR2738 | Brazil | 5.8209 | -18.25 | -53.25 | p_solar_Brazil_BR1332 | Brazil | 76.9916
-5.25 | -38.75 | p_wind_Brazil_BR2739 | Brazil | 0.53833 | -18.75 | -53.25 | p_solar_Brazil_BR1333 | Brazil | 69.7616
-5.75 | -38.75 | p_wind_Brazil_BR2740 | Brazil | 15.558 | -19.25 | -53.25 | p_solar_Brazil_BR1334 | Brazil | 23.3552
-8.25 | -38.75 | p_wind_Brazil_BR2745 | Brazil | 14.1459 | -19.75 | -53.25 | p_solar_Brazil_BR1335 | Brazil | 31.9061
-8.75 | -38.75 | p_wind_Brazil_BR2746 | Brazil | 20.459 | -20.25 | -53.25 | p_solar_Brazil_BR1336 | Brazil | 79.0032
-9.25 | -38.75 | p_wind_Brazil_BR2747 | Brazil | 4.6676 | -20.75 | -53.25 | p_solar_Brazil_BR1337 | Brazil | 91.9405
-9.75 | -38.75 | p_wind_Brazil_BR2748 | Brazil | 49.718 | -21.25 | -53.25 | p_solar_Brazil_BR1338 | Brazil | 64.8014
-10.25 | -38.75 | p_wind_Brazil_BR2749 | Brazil | 47.4927 | -21.75 | -53.25 | p_solar_Brazil_BR1339 | Brazil | 26.1444
-10.75 | -38.75 | p_wind_Brazil_BR2750 | Brazil | 40.7944 | -22.25 | -53.25 | p_solar_Brazil_BR1340 | Brazil | 0.98936
-11.75 | -38.75 | p_wind_Brazil_BR2752 | Brazil | 38.9764 | -22.75 | -53.25 | p_solar_Brazil_BR1341 | Brazil | 32.4681
-12.25 | -38.75 | p_wind_Brazil_BR2753 | Brazil | 24.1064 | -23.25 | -53.25 | p_solar_Brazil_BR1342 | Brazil | 60.2944
-4.25 | -38.25 | p_wind_Brazil_BR2754 | Brazil | 38.3839 | -23.75 | -53.25 | p_solar_Brazil_BR1343 | Brazil | 6.0763
-4.75 | -38.25 | p_wind_Brazil_BR2755 | Brazil | 31.2155 | -31.75 | -53.25 | p_solar_Brazil_BR1359 | Brazil | 4.4339
-5.25 | -38.25 | p_wind_Brazil_BR2756 | Brazil | 0.71094 | -32.25 | -53.25 | p_solar_Brazil_BR1360 | Brazil | 46.0653
-8.25 | -38.25 | p_wind_Brazil_BR2762 | Brazil | 36.7108 | -13.25 | -52.75 | p_solar_Brazil_BR1393 | Brazil | 45.6547
-8.75 | -38.25 | p_wind_Brazil_BR2763 | Brazil | 6.6514 | -13.75 | -52.75 | p_solar_Brazil_BR1394 | Brazil | 7.2531
-9.25 | -38.25 | p_wind_Brazil_BR2764 | Brazil | 2.548 | -14.25 | -52.75 | p_solar_Brazil_BR1395 | Brazil | 60.0695
-9.75 | -38.25 | p_wind_Brazil_BR2765 | Brazil | 2.0193 | -14.75 | -52.75 | p_solar_Brazil_BR1396 | Brazil | 89.0676
-10.25 | -38.25 | p_wind_Brazil_BR2766 | Brazil | 6.4891 | -15.25 | -52.75 | p_solar_Brazil_BR1397 | Brazil | 85.4441
-10.75 | -38.25 | p_wind_Brazil_BR2767 | Brazil | 13.7744 | -15.75 | -52.75 | p_solar_Brazil_BR1398 | Brazil | 63.9955
-11.25 | -38.25 | p_wind_Brazil_BR2768 | Brazil | 14.3914 | -16.25 | -52.75 | p_solar_Brazil_BR1399 | Brazil | 15.8957
-11.75 | -38.25 | p_wind_Brazil_BR2769 | Brazil | 15.397 | -16.75 | -52.75 | p_solar_Brazil_BR1400 | Brazil | 30.7195
-12.25 | -38.25 | p_wind_Brazil_BR2770 | Brazil | 7.5523 | -17.25 | -52.75 | p_solar_Brazil_BR1401 | Brazil | 13.4588
-12.75 | -38.25 | p_wind_Brazil_BR2771 | Brazil | 7.5232 | -17.75 | -52.75 | p_solar_Brazil_BR1402 | Brazil | 3.3441
-4.75 | -37.75 | p_wind_Brazil_BR2772 | Brazil | 1.0689 | -18.25 | -52.75 | p_solar_Brazil_BR1403 | Brazil | 40.465
-5.25 | -37.75 | p_wind_Brazil_BR2773 | Brazil | 1.1029 | -18.75 | -52.75 | p_solar_Brazil_BR1404 | Brazil | 31.9143
-5.75 | -37.75 | p_wind_Brazil_BR2774 | Brazil | 19.2998 | -19.25 | -52.75 | p_solar_Brazil_BR1405 | Brazil | 6.2413
-8.75 | -37.75 | p_wind_Brazil_BR2780 | Brazil | 34.2035 | -19.75 | -52.75 | p_solar_Brazil_BR1406 | Brazil | 49.9186
-9.25 | -37.75 | p_wind_Brazil_BR2781 | Brazil | 3.9264 | -20.25 | -52.75 | p_solar_Brazil_BR1407 | Brazil | 95.9177
-9.75 | -37.75 | p_wind_Brazil_BR2782 | Brazil | 4.5144 | -20.75 | -52.75 | p_solar_Brazil_BR1408 | Brazil | 115.8091
-10.25 | -37.75 | p_wind_Brazil_BR2783 | Brazil | 10.73 | -21.25 | -52.75 | p_solar_Brazil_BR1409 | Brazil | 101.9211
-10.75 | -37.75 | p_wind_Brazil_BR2784 | Brazil | 30.2002 | -21.75 | -52.75 | p_solar_Brazil_BR1410 | Brazil | 66.2049
-11.25 | -37.75 | p_wind_Brazil_BR2785 | Brazil | 5.2825 | -22.25 | -52.75 | p_solar_Brazil_BR1411 | Brazil | 16.5924
-11.75 | -37.75 | p_wind_Brazil_BR2786 | Brazil | 30.3144 | -22.75 | -52.75 | p_solar_Brazil_BR1412 | Brazil | 20.9829
-5.25 | -37.25 | p_wind_Brazil_BR2787 | Brazil | 1.8132 | -23.25 | -52.75 | p_solar_Brazil_BR1413 | Brazil | 73.1027
-5.75 | -37.25 | p_wind_Brazil_BR2788 | Brazil | 4.6344 | -23.75 | -52.75 | p_solar_Brazil_BR1414 | Brazil | 51.3605
-9.25 | -37.25 | p_wind_Brazil_BR2795 | Brazil | 1.1074 | -31.75 | -52.75 | p_solar_Brazil_BR1430 | Brazil | 0.35766
-9.75 | -37.25 | p_wind_Brazil_BR2796 | Brazil | 18.0106 | -13.25 | -52.25 | p_solar_Brazil_BR1466 | Brazil | 30.692
-10.25 | -37.25 | p_wind_Brazil_BR2797 | Brazil | 23.4672 | -13.75 | -52.25 | p_solar_Brazil_BR1467 | Brazil | 23.2953
-10.75 | -37.25 | p_wind_Brazil_BR2798 | Brazil | 2.8365 | -14.25 | -52.25 | p_solar_Brazil_BR1468 | Brazil | 75.8919
-11.25 | -37.25 | p_wind_Brazil_BR2799 | Brazil | 30.2622 | -14.75 | -52.25 | p_solar_Brazil_BR1469 | Brazil | 128.7632
-5.25 | -36.75 | p_wind_Brazil_BR2800 | Brazil | 9.1287 | -15.25 | -52.25 | p_solar_Brazil_BR1470 | Brazil | 138.489
-5.75 | -36.75 | p_wind_Brazil_BR2801 | Brazil | 1.4515 | -15.75 | -52.25 | p_solar_Brazil_BR1471 | Brazil | 83.4949
-6.25 | -36.75 | p_wind_Brazil_BR2802 | Brazil | 22.4724 | -16.25 | -52.25 | p_solar_Brazil_BR1472 | Brazil | 29.5338
-6.75 | -36.75 | p_wind_Brazil_BR2803 | Brazil | 31.1372 | -16.75 | -52.25 | p_solar_Brazil_BR1473 | Brazil | 9.9011
-7.25 | -36.75 | p_wind_Brazil_BR2804 | Brazil | 14.8522 | -17.25 | -52.25 | p_solar_Brazil_BR1474 | Brazil | 20.7972
-9.25 | -36.75 | p_wind_Brazil_BR2808 | Brazil | 15.5653 | -17.75 | -52.25 | p_solar_Brazil_BR1475 | Brazil | 13.4515
-9.75 | -36.75 | p_wind_Brazil_BR2809 | Brazil | 11.754 | -18.25 | -52.25 | p_solar_Brazil_BR1476 | Brazil | 5.7196
-10.25 | -36.75 | p_wind_Brazil_BR2810 | Brazil | 13.7832 | -18.75 | -52.25 | p_solar_Brazil_BR1477 | Brazil | 17.0948
-5.25 | -36.25 | p_wind_Brazil_BR2811 | Brazil | 9.3974 | -19.25 | -52.25 | p_solar_Brazil_BR1478 | Brazil | 16.7099
-5.75 | -36.25 | p_wind_Brazil_BR2812 | Brazil | 32.1328 | -19.75 | -52.25 | p_solar_Brazil_BR1479 | Brazil | 63.5467
-6.25 | -36.25 | p_wind_Brazil_BR2813 | Brazil | 6.1157 | -20.25 | -52.25 | p_solar_Brazil_BR1480 | Brazil | 87.1869
-6.75 | -36.25 | p_wind_Brazil_BR2814 | Brazil | 34.3052 | -20.75 | -52.25 | p_solar_Brazil_BR1481 | Brazil | 63.844
-9.25 | -36.25 | p_wind_Brazil_BR2819 | Brazil | 23.3626 | -21.25 | -52.25 | p_solar_Brazil_BR1482 | Brazil | 63.8026
-9.75 | -36.25 | p_wind_Brazil_BR2820 | Brazil | 13.1052 | -21.75 | -52.25 | p_solar_Brazil_BR1483 | Brazil | 49.9632
-10.25 | -36.25 | p_wind_Brazil_BR2821 | Brazil | 24.7844 | -22.25 | -52.25 | p_solar_Brazil_BR1484 | Brazil | 7.3304
-5.75 | -35.75 | p_wind_Brazil_BR2823 | Brazil | 24.3052 | -22.75 | -52.25 | p_solar_Brazil_BR1485 | Brazil | 34.5848
-6.25 | -35.75 | p_wind_Brazil_BR2824 | Brazil | 15.2396 | -23.25 | -52.25 | p_solar_Brazil_BR1486 | Brazil | 29.9609
-6.75 | -35.75 | p_wind_Brazil_BR2825 | Brazil | 0.043009 | -24.25 | -52.25 | p_solar_Brazil_BR1488 | Brazil | 2.0642
-7.25 | -35.75 | p_wind_Brazil_BR2826 | Brazil | 6.5534 | -12.25 | -51.75 | p_solar_Brazil_BR1537 | Brazil | 152.7398
-7.75 | -35.75 | p_wind_Brazil_BR2827 | Brazil | 24.8369 | -12.75 | -51.75 | p_solar_Brazil_BR1538 | Brazil | 103.8486
-8.25 | -35.75 | p_wind_Brazil_BR2828 | Brazil | 2.6223 | -13.25 | -51.75 | p_solar_Brazil_BR1539 | Brazil | 66.0183
-8.75 | -35.75 | p_wind_Brazil_BR2829 | Brazil | 0.50367 | -13.75 | -51.75 | p_solar_Brazil_BR1540 | Brazil | 63.6535
-9.25 | -35.75 | p_wind_Brazil_BR2830 | Brazil | 0.051279 | -14.25 | -51.75 | p_solar_Brazil_BR1541 | Brazil | 98.6137
-5.75 | -35.25 | p_wind_Brazil_BR2831 | Brazil | 6.1753 | -14.75 | -51.75 | p_solar_Brazil_BR1542 | Brazil | 146.16
-6.25 | -35.25 | p_wind_Brazil_BR2832 | Brazil | 26.8067 | -15.25 | -51.75 | p_solar_Brazil_BR1543 | Brazil | 152.4144
-6.75 | -35.25 | p_wind_Brazil_BR2833 | Brazil | 48.8384 | -15.75 | -51.75 | p_solar_Brazil_BR1544 | Brazil | 103.5928
-7.25 | -35.25 | p_wind_Brazil_BR2834 | Brazil | 22.1989 | -16.25 | -51.75 | p_solar_Brazil_BR1545 | Brazil | 58.4968
-7.75 | -35.25 | p_wind_Brazil_BR2835 | Brazil | 2.895 | -16.75 | -51.75 | p_solar_Brazil_BR1546 | Brazil | 24.4865
-8.25 | -35.25 | p_wind_Brazil_BR2836 | Brazil | 0.71668 | -17.25 | -51.75 | p_solar_Brazil_BR1547 | Brazil | 13.2014
-8.75 | -35.25 | p_wind_Brazil_BR2837 | Brazil | 33.3343 | -17.75 | -51.75 | p_solar_Brazil_BR1548 | Brazil | 1.9732
-48.25 | -75.25 | p_wind_Chile_CL1 | Chile | 555.2494 | -18.25 | -51.75 | p_solar_Brazil_BR1549 | Brazil | 3.5968
-49.25 | -75.25 | p_wind_Chile_CL2 | Chile | 660.0819 | -18.75 | -51.75 | p_solar_Brazil_BR1550 | Brazil | 28.7028
-49.75 | -75.25 | p_wind_Chile_CL3 | Chile | 713.2271 | -19.25 | -51.75 | p_solar_Brazil_BR1551 | Brazil | 12.6253
-50.25 | -75.25 | p_wind_Chile_CL4 | Chile | 766.7253 | -19.75 | -51.75 | p_solar_Brazil_BR1552 | Brazil | 31.0569
-50.75 | -75.25 | p_wind_Chile_CL5 | Chile | 820.5084 | -20.25 | -51.75 | p_solar_Brazil_BR1553 | Brazil | 35.2381
-46.25 | -74.75 | p_wind_Chile_CL6 | Chile | 337.197 | -20.75 | -51.75 | p_solar_Brazil_BR1554 | Brazil | 12.6832
-49.25 | -74.75 | p_wind_Chile_CL9 | Chile | 649.9822 | -21.25 | -51.75 | p_solar_Brazil_BR1555 | Brazil | 13.716
-49.75 | -74.75 | p_wind_Chile_CL10 | Chile | 703.9829 | -21.75 | -51.75 | p_solar_Brazil_BR1556 | Brazil | 4.8738
-50.75 | -74.75 | p_wind_Chile_CL11 | Chile | 812.6473 | -22.25 | -51.75 | p_solar_Brazil_BR1557 | Brazil | 20.9248
-51.25 | -74.75 | p_wind_Chile_CL12 | Chile | 867.2298 | -22.75 | -51.75 | p_solar_Brazil_BR1558 | Brazil | 21.8263
-47.25 | -74.25 | p_wind_Chile_CL18 | Chile | 425.6834 | -23.25 | -51.75 | p_solar_Brazil_BR1559 | Brazil | 16.1993
-47.75 | -74.25 | p_wind_Chile_CL19 | Chile | 479.2426 | -24.25 | -51.75 | p_solar_Brazil_BR1561 | Brazil | 12.231
-50.25 | -74.25 | p_wind_Chile_CL22 | Chile | 751.5412 | -12.75 | -51.25 | p_solar_Brazil_BR1610 | Brazil | 141.7242
-50.75 | -74.25 | p_wind_Chile_CL23 | Chile | 806.4829 | -13.25 | -51.25 | p_solar_Brazil_BR1611 | Brazil | 116.7937
-51.25 | -74.25 | p_wind_Chile_CL24 | Chile | 861.5158 | -13.75 | -51.25 | p_solar_Brazil_BR1612 | Brazil | 115.3898
-41.25 | -73.75 | p_wind_Chile_CL26 | Chile | 39.7222 | -14.25 | -51.25 | p_solar_Brazil_BR1613 | Brazil | 138.2339
-42.75 | -73.75 | p_wind_Chile_CL28 | Chile | 6.0116 | -15.75 | -51.25 | p_solar_Brazil_BR1616 | Brazil | 135.3819
-52.25 | -73.75 | p_wind_Chile_CL43 | Chile | 968.2393 | -16.25 | -51.25 | p_solar_Brazil_BR1617 | Brazil | 100.6077
-37.25 | -73.25 | p_wind_Chile_CL44 | Chile | 1.6781 | -16.75 | -51.25 | p_solar_Brazil_BR1618 | Brazil | 62.9455
-38.75 | -73.25 | p_wind_Chile_CL47 | Chile | 58.8472 | -17.25 | -51.25 | p_solar_Brazil_BR1619 | Brazil | 20.8091
-40.25 | -73.25 | p_wind_Chile_CL49 | Chile | 2.7537 | -17.75 | -51.25 | p_solar_Brazil_BR1620 | Brazil | 2.037
-41.25 | -73.25 | p_wind_Chile_CL51 | Chile | 1.8923 | -18.25 | -51.25 | p_solar_Brazil_BR1621 | Brazil | 33.1261
-36.25 | -72.75 | p_wind_Chile_CL66 | Chile | 12.5362 | -18.75 | -51.25 | p_solar_Brazil_BR1622 | Brazil | 4.4498
-36.75 | -72.75 | p_wind_Chile_CL67 | Chile | 14.7541 | -19.25 | -51.25 | p_solar_Brazil_BR1623 | Brazil | 38.3276
-37.25 | -72.75 | p_wind_Chile_CL68 | Chile | 6.1873 | -19.75 | -51.25 | p_solar_Brazil_BR1624 | Brazil | 14.3624
-43.25 | -72.75 | p_wind_Chile_CL79 | Chile | 0.085942 | -20.25 | -51.25 | p_solar_Brazil_BR1625 | Brazil | 15.6434
-53.25 | -72.75 | p_wind_Chile_CL94 | Chile | 1076.6784 | -20.75 | -51.25 | p_solar_Brazil_BR1626 | Brazil | 9.8378
-53.75 | -72.75 | p_wind_Chile_CL95 | Chile | 1132.3262 | -21.25 | -51.25 | p_solar_Brazil_BR1627 | Brazil | 15.5013
-35.25 | -72.25 | p_wind_Chile_CL96 | Chile | 22.608 | -21.75 | -51.25 | p_solar_Brazil_BR1628 | Brazil | 10.196
-35.75 | -72.25 | p_wind_Chile_CL97 | Chile | 9.4225 | -22.25 | -51.25 | p_solar_Brazil_BR1629 | Brazil | 33.4102
-52.25 | -71.75 | p_wind_Chile_CL141 | Chile | 968.2827 | -22.75 | -51.25 | p_solar_Brazil_BR1630 | Brazil | 14.1209
-52.75 | -71.75 | p_wind_Chile_CL142 | Chile | 1023.7348 | -23.75 | -51.25 | p_solar_Brazil_BR1632 | Brazil | 3.7589
-53.75 | -71.75 | p_wind_Chile_CL143 | Chile | 1134.7073 | -13.75 | -50.75 | p_solar_Brazil_BR1679 | Brazil | 155.3638
-54.25 | -71.75 | p_wind_Chile_CL144 | Chile | 1190.2227 | -16.25 | -50.75 | p_solar_Brazil_BR1684 | Brazil | 58.918
-52.25 | -71.25 | p_wind_Chile_CL167 | Chile | 971.8617 | -16.75 | -50.75 | p_solar_Brazil_BR1685 | Brazil | 48.4019
-52.75 | -71.25 | p_wind_Chile_CL168 | Chile | 1027.084 | -17.25 | -50.75 | p_solar_Brazil_BR1686 | Brazil | 33.9908
-53.25 | -71.25 | p_wind_Chile_CL169 | Chile | 1082.3532 | -17.75 | -50.75 | p_solar_Brazil_BR1687 | Brazil | 3.2651
-53.75 | -71.25 | p_wind_Chile_CL170 | Chile | 1137.6632 | -18.25 | -50.75 | p_solar_Brazil_BR1688 | Brazil | 31.4743
-52.25 | -70.75 | p_wind_Chile_CL190 | Chile | 976.8458 | -18.75 | -50.75 | p_solar_Brazil_BR1689 | Brazil | 14.7221
-54.25 | -70.75 | p_wind_Chile_CL191 | Chile | 1196.8953 | -19.25 | -50.75 | p_solar_Brazil_BR1690 | Brazil | 0.44805
-52.25 | -70.25 | p_wind_Chile_CL214 | Chile | 983.2133 | -19.75 | -50.75 | p_solar_Brazil_BR1691 | Brazil | 28.2577
-52.75 | -70.25 | p_wind_Chile_CL215 | Chile | 1037.7158 | -20.25 | -50.75 | p_solar_Brazil_BR1692 | Brazil | 7.4815
-53.25 | -70.25 | p_wind_Chile_CL216 | Chile | 1092.3366 | -20.75 | -50.75 | p_solar_Brazil_BR1693 | Brazil | 0.033626
-54.25 | -70.25 | p_wind_Chile_CL217 | Chile | 1201.8708 | -21.25 | -50.75 | p_solar_Brazil_BR1694 | Brazil | 11.1096
-54.75 | -70.25 | p_wind_Chile_CL218 | Chile | 1256.7599 | -21.75 | -50.75 | p_solar_Brazil_BR1695 | Brazil | 35.7178
-52.25 | -69.75 | p_wind_Chile_CL242 | Chile | 990.9373 | -22.25 | -50.75 | p_solar_Brazil_BR1696 | Brazil | 26.3187
-53.25 | -69.75 | p_wind_Chile_CL243 | Chile | 1099.1434 | -22.75 | -50.75 | p_solar_Brazil_BR1697 | Brazil | 10.6225
-53.75 | -69.75 | p_wind_Chile_CL244 | Chile | 1153.4709 | -23.75 | -50.75 | p_solar_Brazil_BR1699 | Brazil | 5.4994
-54.75 | -69.75 | p_wind_Chile_CL245 | Chile | 1262.4811 | -16.25 | -50.25 | p_solar_Brazil_BR1749 | Brazil | 38.3784
-55.25 | -69.75 | p_wind_Chile_CL246 | Chile | 1317.1356 | -16.75 | -50.25 | p_solar_Brazil_BR1750 | Brazil | 8.2547
-52.75 | -69.25 | p_wind_Chile_CL267 | Chile | 1053.4503 | -17.25 | -50.25 | p_solar_Brazil_BR1751 | Brazil | 2.7505
-53.25 | -69.25 | p_wind_Chile_CL268 | Chile | 1107.1316 | -17.75 | -50.25 | p_solar_Brazil_BR1752 | Brazil | 22.0255
-54.75 | -69.25 | p_wind_Chile_CL271 | Chile | 1269.2072 | -18.25 | -50.25 | p_solar_Brazil_BR1753 | Brazil | 6.3809
-52.75 | -68.75 | p_wind_Chile_CL288 | Chile | 1063.1624 | -18.75 | -50.25 | p_solar_Brazil_BR1754 | Brazil | 23.1105
-53.25 | -68.75 | p_wind_Chile_CL289 | Chile | 1116.2753 | -19.25 | -50.25 | p_solar_Brazil_BR1755 | Brazil | 4.7842
-54.75 | -68.75 | p_wind_Chile_CL292 | Chile | 1276.9221 | -19.75 | -50.25 | p_solar_Brazil_BR1756 | Brazil | 1.0431
-55.25 | -68.75 | p_wind_Chile_CL293 | Chile | 1330.8213 | -20.25 | -50.25 | p_solar_Brazil_BR1757 | Brazil | 6.085
-55.25 | -67.75 | p_wind_Chile_CL303 | Chile | 1348.2049 | -20.75 | -50.25 | p_solar_Brazil_BR1758 | Brazil | 6.225
-55.25 | -67.25 | p_wind_Chile_CL305 | Chile | 1358.2393 | -21.25 | -50.25 | p_solar_Brazil_BR1759 | Brazil | 2.0573
-20.75 | -62.25 | p_wind_Paraguay_PY1 | Paraguay | 203.4662 | -21.75 | -50.25 | p_solar_Brazil_BR1760 | Brazil | 10.7602
-21.25 | -62.25 | p_wind_Paraguay_PY2 | Paraguay | 173.0342 | -22.25 | -50.25 | p_solar_Brazil_BR1761 | Brazil | 6.944
-21.75 | -62.25 | p_wind_Paraguay_PY3 | Paraguay | 156.8788 | -22.75 | -50.25 | p_solar_Brazil_BR1762 | Brazil | 4.469
-22.25 | -62.25 | p_wind_Paraguay_PY4 | Paraguay | 159.405 | -23.25 | -50.25 | p_solar_Brazil_BR1763 | Brazil | 19.9978
-19.75 | -61.75 | p_wind_Paraguay_PY5 | Paraguay | 262.8583 | -23.75 | -50.25 | p_solar_Brazil_BR1764 | Brazil | 4.5496
-20.25 | -61.75 | p_wind_Paraguay_PY6 | Paraguay | 213.14 | -15.75 | -49.75 | p_solar_Brazil_BR1810 | Brazil | 92.2785
-20.75 | -61.75 | p_wind_Paraguay_PY7 | Paraguay | 167.0004 | -16.25 | -49.75 | p_solar_Brazil_BR1811 | Brazil | 38.2534
-21.25 | -61.75 | p_wind_Paraguay_PY8 | Paraguay | 128.3629 | -16.75 | -49.75 | p_solar_Brazil_BR1812 | Brazil | 2.1571
-21.75 | -61.75 | p_wind_Paraguay_PY9 | Paraguay | 105.7987 | -17.25 | -49.75 | p_solar_Brazil_BR1813 | Brazil | 16.9444
-22.25 | -61.75 | p_wind_Paraguay_PY10 | Paraguay | 109.7235 | -17.75 | -49.75 | p_solar_Brazil_BR1814 | Brazil | 42.3758
-22.75 | -61.75 | p_wind_Paraguay_PY11 | Paraguay | 137.8978 | -18.25 | -49.75 | p_solar_Brazil_BR1815 | Brazil | 0.42101
-19.75 | -61.25 | p_wind_Paraguay_PY12 | Paraguay | 246.8026 | -18.75 | -49.75 | p_solar_Brazil_BR1816 | Brazil | 1.3933
-20.25 | -61.25 | p_wind_Paraguay_PY13 | Paraguay | 193.0602 | -19.25 | -49.75 | p_solar_Brazil_BR1817 | Brazil | 17.809
-20.75 | -61.25 | p_wind_Paraguay_PY14 | Paraguay | 140.5693 | -19.75 | -49.75 | p_solar_Brazil_BR1818 | Brazil | 4.8267
-21.25 | -61.25 | p_wind_Paraguay_PY15 | Paraguay | 91.5152 | -20.25 | -49.75 | p_solar_Brazil_BR1819 | Brazil | 1.4659
-21.75 | -61.25 | p_wind_Paraguay_PY16 | Paraguay | 55.8497 | -20.75 | -49.75 | p_solar_Brazil_BR1820 | Brazil | 3.0951
-22.25 | -61.25 | p_wind_Paraguay_PY17 | Paraguay | 63.1926 | -21.25 | -49.75 | p_solar_Brazil_BR1821 | Brazil | 8.8975
-22.75 | -61.25 | p_wind_Paraguay_PY18 | Paraguay | 103.9201 | -21.75 | -49.75 | p_solar_Brazil_BR1822 | Brazil | 14.4898
-23.25 | -61.25 | p_wind_Paraguay_PY19 | Paraguay | 147.7663 | -22.25 | -49.75 | p_solar_Brazil_BR1823 | Brazil | 28.3135
-19.75 | -60.75 | p_wind_Paraguay_PY20 | Paraguay | 241.1307 | -22.75 | -49.75 | p_solar_Brazil_BR1824 | Brazil | 1.9878
-20.25 | -60.75 | p_wind_Paraguay_PY21 | Paraguay | 185.7788 | -23.25 | -49.75 | p_solar_Brazil_BR1825 | Brazil | 7.4067
-20.75 | -60.75 | p_wind_Paraguay_PY22 | Paraguay | 130.4238 | -23.75 | -49.75 | p_solar_Brazil_BR1826 | Brazil | 9.0594
-21.25 | -60.75 | p_wind_Paraguay_PY23 | Paraguay | 75.0662 | -13.25 | -49.25 | p_solar_Brazil_BR1864 | Brazil | 13.5873
-21.75 | -60.75 | p_wind_Paraguay_PY24 | Paraguay | 19.7105 | -13.75 | -49.25 | p_solar_Brazil_BR1865 | Brazil | 21.352
-22.25 | -60.75 | p_wind_Paraguay_PY25 | Paraguay | 28.6731 | -14.25 | -49.25 | p_solar_Brazil_BR1866 | Brazil | 9.2592
-22.75 | -60.75 | p_wind_Paraguay_PY26 | Paraguay | 72.6172 | -14.75 | -49.25 | p_solar_Brazil_BR1867 | Brazil | 16.7375
-23.25 | -60.75 | p_wind_Paraguay_PY27 | Paraguay | 117.7001 | -15.25 | -49.25 | p_solar_Brazil_BR1868 | Brazil | 23.9911
-23.75 | -60.75 | p_wind_Paraguay_PY28 | Paraguay | 168.1381 | -15.75 | -49.25 | p_solar_Brazil_BR1869 | Brazil | 67.545
-19.75 | -60.25 | p_wind_Paraguay_PY29 | Paraguay | 246.5605 | -16.25 | -49.25 | p_solar_Brazil_BR1870 | Brazil | 26.6569
-20.25 | -60.25 | p_wind_Paraguay_PY30 | Paraguay | 192.7517 | -16.75 | -49.25 | p_solar_Brazil_BR1871 | Brazil | 1.872
-20.75 | -60.25 | p_wind_Paraguay_PY31 | Paraguay | 140.1467 | -17.25 | -49.25 | p_solar_Brazil_BR1872 | Brazil | 2.9994
-21.25 | -60.25 | p_wind_Paraguay_PY32 | Paraguay | 90.8669 | -17.75 | -49.25 | p_solar_Brazil_BR1873 | Brazil | 2.018
-21.75 | -60.25 | p_wind_Paraguay_PY33 | Paraguay | 46.6583 | -18.25 | -49.25 | p_solar_Brazil_BR1874 | Brazil | 7.5019
-22.25 | -60.25 | p_wind_Paraguay_PY34 | Paraguay | 2.6194 | -18.75 | -49.25 | p_solar_Brazil_BR1875 | Brazil | 13.8383
-22.75 | -60.25 | p_wind_Paraguay_PY35 | Paraguay | 47.6522 | -19.25 | -49.25 | p_solar_Brazil_BR1876 | Brazil | 12.822
-23.25 | -60.25 | p_wind_Paraguay_PY36 | Paraguay | 102.795 | -19.75 | -49.25 | p_solar_Brazil_BR1877 | Brazil | 5.7131
-23.75 | -60.25 | p_wind_Paraguay_PY37 | Paraguay | 158.1016 | -20.25 | -49.25 | p_solar_Brazil_BR1878 | Brazil | 2.5858
-20.25 | -59.75 | p_wind_Paraguay_PY39 | Paraguay | 212.5808 | -20.75 | -49.25 | p_solar_Brazil_BR1879 | Brazil | 6.9561
-20.75 | -59.75 | p_wind_Paraguay_PY40 | Paraguay | 161.8081 | -21.25 | -49.25 | p_solar_Brazil_BR1880 | Brazil | 6.4095
-21.25 | -59.75 | p_wind_Paraguay_PY41 | Paraguay | 108.5177 | -21.75 | -49.25 | p_solar_Brazil_BR1881 | Brazil | 23.8007
-21.75 | -59.75 | p_wind_Paraguay_PY42 | Paraguay | 59.1529 | -22.25 | -49.25 | p_solar_Brazil_BR1882 | Brazil | 4.4514
-22.25 | -59.75 | p_wind_Paraguay_PY43 | Paraguay | 8.624 | -22.75 | -49.25 | p_solar_Brazil_BR1883 | Brazil | 1.5353
-22.75 | -59.75 | p_wind_Paraguay_PY44 | Paraguay | 46.7439 | -23.25 | -49.25 | p_solar_Brazil_BR1884 | Brazil | 5.0485
-23.25 | -59.75 | p_wind_Paraguay_PY45 | Paraguay | 102.1153 | -23.75 | -49.25 | p_solar_Brazil_BR1885 | Brazil | 3.5312
-23.75 | -59.75 | p_wind_Paraguay_PY46 | Paraguay | 157.4902 | -12.75 | -48.75 | p_solar_Brazil_BR1921 | Brazil | 15.9598
-20.25 | -59.25 | p_wind_Paraguay_PY48 | Paraguay | 213.2313 | -13.25 | -48.75 | p_solar_Brazil_BR1922 | Brazil | 36.6968
-20.75 | -59.25 | p_wind_Paraguay_PY49 | Paraguay | 157.8776 | -13.75 | -48.75 | p_solar_Brazil_BR1923 | Brazil | 32.4979
-21.25 | -59.25 | p_wind_Paraguay_PY50 | Paraguay | 102.5207 | -14.25 | -48.75 | p_solar_Brazil_BR1924 | Brazil | 34.4207
-21.75 | -59.25 | p_wind_Paraguay_PY51 | Paraguay | 47.1606 | -14.75 | -48.75 | p_solar_Brazil_BR1925 | Brazil | 3.1851
-22.25 | -59.25 | p_wind_Paraguay_PY52 | Paraguay | 8.2029 | -15.25 | -48.75 | p_solar_Brazil_BR1926 | Brazil | 4.27
-22.75 | -59.25 | p_wind_Paraguay_PY53 | Paraguay | 57.7708 | -15.75 | -48.75 | p_solar_Brazil_BR1927 | Brazil | 17.9313
-23.25 | -59.25 | p_wind_Paraguay_PY54 | Paraguay | 107.64 | -16.25 | -48.75 | p_solar_Brazil_BR1928 | Brazil | 2.8416
-21.75 | -58.75 | p_wind_Paraguay_PY61 | Paraguay | 47.5432 | -16.75 | -48.75 | p_solar_Brazil_BR1929 | Brazil | 27.5846
-22.25 | -58.75 | p_wind_Paraguay_PY62 | Paraguay | 7.8206 | -17.25 | -48.75 | p_solar_Brazil_BR1930 | Brazil | 7.4153
-33.25 | -58.25 | p_wind_Uruguay_UY1 | Uruguay | 9.3125 | -17.75 | -48.75 | p_solar_Brazil_BR1931 | Brazil | 10.6337
-33.75 | -58.25 | p_wind_Uruguay_UY2 | Uruguay | 5.5435 | -18.25 | -48.75 | p_solar_Brazil_BR1932 | Brazil | 14.0869
-30.75 | -57.75 | p_wind_Uruguay_UY3 | Uruguay | 19.9226 | -18.75 | -48.75 | p_solar_Brazil_BR1933 | Brazil | 11.3696
-31.25 | -57.75 | p_wind_Uruguay_UY4 | Uruguay | 7.6184 | -19.25 | -48.75 | p_solar_Brazil_BR1934 | Brazil | 10.1394
-31.75 | -57.75 | p_wind_Uruguay_UY5 | Uruguay | 15.0619 | -19.75 | -48.75 | p_solar_Brazil_BR1935 | Brazil | 0.39198
-32.25 | -57.75 | p_wind_Uruguay_UY6 | Uruguay | 19.1396 | -20.25 | -48.75 | p_solar_Brazil_BR1936 | Brazil | 16.1424
-32.75 | -57.75 | p_wind_Uruguay_UY7 | Uruguay | 1.6888 | -23.75 | -48.75 | p_solar_Brazil_BR1943 | Brazil | 0.11541
-33.25 | -57.75 | p_wind_Uruguay_UY8 | Uruguay | 19.4873 | -12.25 | -48.25 | p_solar_Brazil_BR1974 | Brazil | 15.7882
-33.75 | -57.75 | p_wind_Uruguay_UY9 | Uruguay | 16.4929 | -12.75 | -48.25 | p_solar_Brazil_BR1975 | Brazil | 5.7298
-34.25 | -57.75 | p_wind_Uruguay_UY10 | Uruguay | 8.6171 | -13.25 | -48.25 | p_solar_Brazil_BR1976 | Brazil | 4.8549
-30.75 | -57.25 | p_wind_Uruguay_UY11 | Uruguay | 7.9634 | -13.75 | -48.25 | p_solar_Brazil_BR1977 | Brazil | 5.2099
-31.25 | -57.25 | p_wind_Uruguay_UY12 | Uruguay | 22.7959 | -14.25 | -48.25 | p_solar_Brazil_BR1978 | Brazil | 9.2405
-31.75 | -57.25 | p_wind_Uruguay_UY13 | Uruguay | 20.7814 | -14.75 | -48.25 | p_solar_Brazil_BR1979 | Brazil | 19.6293
-32.25 | -57.25 | p_wind_Uruguay_UY14 | Uruguay | 12.9306 | -15.25 | -48.25 | p_solar_Brazil_BR1980 | Brazil | 8.0705
-32.75 | -57.25 | p_wind_Uruguay_UY15 | Uruguay | 6.928 | -15.75 | -48.25 | p_solar_Brazil_BR1981 | Brazil | 0.89808
-33.25 | -57.25 | p_wind_Uruguay_UY16 | Uruguay | 4.3972 | -16.25 | -48.25 | p_solar_Brazil_BR1982 | Brazil | 1.9305
-33.75 | -57.25 | p_wind_Uruguay_UY17 | Uruguay | 18.6261 | -16.75 | -48.25 | p_solar_Brazil_BR1983 | Brazil | 6.9521
-34.25 | -57.25 | p_wind_Uruguay_UY18 | Uruguay | 5.1488 | -17.25 | -48.25 | p_solar_Brazil_BR1984 | Brazil | 7.2458
-30.25 | -56.75 | p_wind_Uruguay_UY19 | Uruguay | 17.7319 | -17.75 | -48.25 | p_solar_Brazil_BR1985 | Brazil | 14.1252
-30.75 | -56.75 | p_wind_Uruguay_UY20 | Uruguay | 36.3988 | -18.25 | -48.25 | p_solar_Brazil_BR1986 | Brazil | 15.2138
-31.25 | -56.75 | p_wind_Uruguay_UY21 | Uruguay | 33.8248 | -18.75 | -48.25 | p_solar_Brazil_BR1987 | Brazil | 7.8857
-31.75 | -56.75 | p_wind_Uruguay_UY22 | Uruguay | 46.9105 | -19.25 | -48.25 | p_solar_Brazil_BR1988 | Brazil | 32.1714
-32.25 | -56.75 | p_wind_Uruguay_UY23 | Uruguay | 43.8467 | -19.75 | -48.25 | p_solar_Brazil_BR1989 | Brazil | 5.8142
-32.75 | -56.75 | p_wind_Uruguay_UY24 | Uruguay | 3.4607 | -22.25 | -48.25 | p_solar_Brazil_BR1994 | Brazil | 27.6421
-33.25 | -56.75 | p_wind_Uruguay_UY25 | Uruguay | 19.3342 | -22.75 | -48.25 | p_solar_Brazil_BR1995 | Brazil | 1.5312
-33.75 | -56.75 | p_wind_Uruguay_UY26 | Uruguay | 0.22557 | -23.25 | -48.25 | p_solar_Brazil_BR1996 | Brazil | 17.0759
-34.25 | -56.75 | p_wind_Uruguay_UY27 | Uruguay | 6.3337 | -23.75 | -48.25 | p_solar_Brazil_BR1997 | Brazil | 4.7414
-34.75 | -56.75 | p_wind_Uruguay_UY28 | Uruguay | 17.4892 | -11.25 | -47.75 | p_solar_Brazil_BR2022 | Brazil | 46.9122
-30.75 | -56.25 | p_wind_Uruguay_UY29 | Uruguay | 3.9693 | -11.75 | -47.75 | p_solar_Brazil_BR2023 | Brazil | 18.2826
-31.25 | -56.25 | p_wind_Uruguay_UY30 | Uruguay | 46.7523 | -12.25 | -47.75 | p_solar_Brazil_BR2024 | Brazil | 3.4891
-31.75 | -56.25 | p_wind_Uruguay_UY31 | Uruguay | 6.6809 | -12.75 | -47.75 | p_solar_Brazil_BR2025 | Brazil | 34.0016
-32.25 | -56.25 | p_wind_Uruguay_UY32 | Uruguay | 1.0993 | -13.25 | -47.75 | p_solar_Brazil_BR2026 | Brazil | 45.4653
-32.75 | -56.25 | p_wind_Uruguay_UY33 | Uruguay | 15.9184 | -13.75 | -47.75 | p_solar_Brazil_BR2027 | Brazil | 9.5638
-33.25 | -56.25 | p_wind_Uruguay_UY34 | Uruguay | 17.1714 | -14.25 | -47.75 | p_solar_Brazil_BR2028 | Brazil | 23.6214
-33.75 | -56.25 | p_wind_Uruguay_UY35 | Uruguay | 3.514 | -14.75 | -47.75 | p_solar_Brazil_BR2029 | Brazil | 3.8367
-34.25 | -56.25 | p_wind_Uruguay_UY36 | Uruguay | 2.4724 | -15.25 | -47.75 | p_solar_Brazil_BR2030 | Brazil | 20.7458
-34.75 | -56.25 | p_wind_Uruguay_UY37 | Uruguay | 0.12615 | -15.75 | -47.75 | p_solar_Brazil_BR2031 | Brazil | 8.0904
-31.25 | -55.75 | p_wind_Uruguay_UY38 | Uruguay | 6.089 | -16.25 | -47.75 | p_solar_Brazil_BR2032 | Brazil | 0.74596
-31.75 | -55.75 | p_wind_Uruguay_UY39 | Uruguay | 1.2043 | -16.75 | -47.75 | p_solar_Brazil_BR2033 | Brazil | 22.953
-32.25 | -55.75 | p_wind_Uruguay_UY40 | Uruguay | 41.1925 | -17.25 | -47.75 | p_solar_Brazil_BR2034 | Brazil | 35.291
-32.75 | -55.75 | p_wind_Uruguay_UY41 | Uruguay | 1.7555 | -17.75 | -47.75 | p_solar_Brazil_BR2035 | Brazil | 18.6954
-33.25 | -55.75 | p_wind_Uruguay_UY42 | Uruguay | 7.2694 | -18.25 | -47.75 | p_solar_Brazil_BR2036 | Brazil | 1.6447
-33.75 | -55.75 | p_wind_Uruguay_UY43 | Uruguay | 29.8551 | -18.75 | -47.75 | p_solar_Brazil_BR2037 | Brazil | 9.9668
-34.25 | -55.75 | p_wind_Uruguay_UY44 | Uruguay | 1.013 | -19.25 | -47.75 | p_solar_Brazil_BR2038 | Brazil | 6.8108
-34.75 | -55.75 | p_wind_Uruguay_UY45 | Uruguay | 0.15654 | -19.75 | -47.75 | p_solar_Brazil_BR2039 | Brazil | 15.6616
-31.25 | -55.25 | p_wind_Uruguay_UY46 | Uruguay | 33.5896 | -20.25 | -47.75 | p_solar_Brazil_BR2040 | Brazil | 2.0783
-31.75 | -55.25 | p_wind_Uruguay_UY47 | Uruguay | 23.9964 | -21.75 | -47.75 | p_solar_Brazil_BR2043 | Brazil | 8.3521
-32.25 | -55.25 | p_wind_Uruguay_UY48 | Uruguay | 45.122 | -22.25 | -47.75 | p_solar_Brazil_BR2044 | Brazil | 0.89145
-32.75 | -55.25 | p_wind_Uruguay_UY49 | Uruguay | 37.384 | -11.25 | -47.25 | p_solar_Brazil_BR2071 | Brazil | 94.876
-33.25 | -55.25 | p_wind_Uruguay_UY50 | Uruguay | 0.27359 | -11.75 | -47.25 | p_solar_Brazil_BR2072 | Brazil | 65.1259
-33.75 | -55.25 | p_wind_Uruguay_UY51 | Uruguay | 30.5181 | -12.25 | -47.25 | p_solar_Brazil_BR2073 | Brazil | 41.9857
-34.25 | -55.25 | p_wind_Uruguay_UY52 | Uruguay | 13.9506 | -12.75 | -47.25 | p_solar_Brazil_BR2074 | Brazil | 10.4138
-34.75 | -55.25 | p_wind_Uruguay_UY53 | Uruguay | 1.6256 | -13.25 | -47.25 | p_solar_Brazil_BR2075 | Brazil | 22.2699
-31.75 | -54.75 | p_wind_Uruguay_UY54 | Uruguay | 6.6225 | -13.75 | -47.25 | p_solar_Brazil_BR2076 | Brazil | 1.09
-32.25 | -54.75 | p_wind_Uruguay_UY55 | Uruguay | 48.8571 | -14.25 | -47.25 | p_solar_Brazil_BR2077 | Brazil | 37.8962
-32.75 | -54.75 | p_wind_Uruguay_UY56 | Uruguay | 38.0477 | -14.75 | -47.25 | p_solar_Brazil_BR2078 | Brazil | 25.9796
-33.25 | -54.75 | p_wind_Uruguay_UY57 | Uruguay | 1.6602 | -15.25 | -47.25 | p_solar_Brazil_BR2079 | Brazil | 25.7178
-33.75 | -54.75 | p_wind_Uruguay_UY58 | Uruguay | 37.8472 | -15.75 | -47.25 | p_solar_Brazil_BR2080 | Brazil | 15.6143
-34.25 | -54.75 | p_wind_Uruguay_UY59 | Uruguay | 15.1753 | -16.25 | -47.25 | p_solar_Brazil_BR2081 | Brazil | 6.7077
-34.75 | -54.75 | p_wind_Uruguay_UY60 | Uruguay | 1.3562 | -16.75 | -47.25 | p_solar_Brazil_BR2082 | Brazil | 14.5188
-32.25 | -54.25 | p_wind_Uruguay_UY61 | Uruguay | 8.2008 | -17.25 | -47.25 | p_solar_Brazil_BR2083 | Brazil | 6.1681
-32.75 | -54.25 | p_wind_Uruguay_UY62 | Uruguay | 1.8406 | -17.75 | -47.25 | p_solar_Brazil_BR2084 | Brazil | 15.478
-33.25 | -54.25 | p_wind_Uruguay_UY63 | Uruguay | 0.042699 | -18.25 | -47.25 | p_solar_Brazil_BR2085 | Brazil | 39.8357
-33.75 | -54.25 | p_wind_Uruguay_UY64 | Uruguay | 9.2828 | -18.75 | -47.25 | p_solar_Brazil_BR2086 | Brazil | 6.8659
-34.25 | -54.25 | p_wind_Uruguay_UY65 | Uruguay | 20.0141 | -19.25 | -47.25 | p_solar_Brazil_BR2087 | Brazil | 0.40289
-32.25 | -53.75 | p_wind_Uruguay_UY66 | Uruguay | 38.0861 | -19.75 | -47.25 | p_solar_Brazil_BR2088 | Brazil | 7.3591
-32.75 | -53.75 | p_wind_Uruguay_UY67 | Uruguay | 1.1139 | -20.25 | -47.25 | p_solar_Brazil_BR2089 | Brazil | 0.39301
-33.25 | -53.75 | p_wind_Uruguay_UY68 | Uruguay | 4.6384 | -20.75 | -47.25 | p_solar_Brazil_BR2090 | Brazil | 14.8154
-33.75 | -53.75 | p_wind_Uruguay_UY69 | Uruguay | 15.8313 | -21.25 | -47.25 | p_solar_Brazil_BR2091 | Brazil | 26.4867
-32.75 | -53.25 | p_wind_Uruguay_UY70 | Uruguay | 22.7057 | -10.75 | -46.75 | p_solar_Brazil_BR2117 | Brazil | 168.7453
[5 empty] | -11.25 | -46.75 | p_solar_Brazil_BR2118 | Brazil | 138.6639
[5 empty] | -11.75 | -46.75 | p_solar_Brazil_BR2119 | Brazil | 116.2471
[5 empty] | -12.25 | -46.75 | p_solar_Brazil_BR2120 | Brazil | 86.0091
[5 empty] | -12.75 | -46.75 | p_solar_Brazil_BR2121 | Brazil | 51.8634
[5 empty] | -13.25 | -46.75 | p_solar_Brazil_BR2122 | Brazil | 5.2868
[5 empty] | -13.75 | -46.75 | p_solar_Brazil_BR2123 | Brazil | 9.8907
[5 empty] | -14.25 | -46.75 | p_solar_Brazil_BR2124 | Brazil | 12.6301
[5 empty] | -14.75 | -46.75 | p_solar_Brazil_BR2125 | Brazil | 5.7741
[5 empty] | -15.25 | -46.75 | p_solar_Brazil_BR2126 | Brazil | 6.7284
[5 empty] | -15.75 | -46.75 | p_solar_Brazil_BR2127 | Brazil | 1.0096
[5 empty] | -16.25 | -46.75 | p_solar_Brazil_BR2128 | Brazil | 3.0615
[5 empty] | -16.75 | -46.75 | p_solar_Brazil_BR2129 | Brazil | 10.3597
[5 empty] | -17.25 | -46.75 | p_solar_Brazil_BR2130 | Brazil | 18.4726
[5 empty] | -17.75 | -46.75 | p_solar_Brazil_BR2131 | Brazil | 14.6646
[5 empty] | -18.25 | -46.75 | p_solar_Brazil_BR2132 | Brazil | 26.1308
[5 empty] | -18.75 | -46.75 | p_solar_Brazil_BR2133 | Brazil | 37.6473
[5 empty] | -19.25 | -46.75 | p_solar_Brazil_BR2134 | Brazil | 8.1694
[5 empty] | -19.75 | -46.75 | p_solar_Brazil_BR2135 | Brazil | 17.5398
[5 empty] | -20.25 | -46.75 | p_solar_Brazil_BR2136 | Brazil | 9.0297
[5 empty] | -20.75 | -46.75 | p_solar_Brazil_BR2137 | Brazil | 4.8098
[5 empty] | -10.25 | -46.25 | p_solar_Brazil_BR2162 | Brazil | 105.1109
[5 empty] | -10.75 | -46.25 | p_solar_Brazil_BR2163 | Brazil | 127.4396
[5 empty] | -11.25 | -46.25 | p_solar_Brazil_BR2164 | Brazil | 145.6719
[5 empty] | -11.75 | -46.25 | p_solar_Brazil_BR2165 | Brazil | 133.8696
[5 empty] | -12.25 | -46.25 | p_solar_Brazil_BR2166 | Brazil | 94.8576
[5 empty] | -12.75 | -46.25 | p_solar_Brazil_BR2167 | Brazil | 68.8786
[5 empty] | -13.25 | -46.25 | p_solar_Brazil_BR2168 | Brazil | 39.247
[5 empty] | -13.75 | -46.25 | p_solar_Brazil_BR2169 | Brazil | 12.0206
[5 empty] | -14.25 | -46.25 | p_solar_Brazil_BR2170 | Brazil | 8.4159
[5 empty] | -14.75 | -46.25 | p_solar_Brazil_BR2171 | Brazil | 13.4043
[5 empty] | -15.25 | -46.25 | p_solar_Brazil_BR2172 | Brazil | 10.8651
[5 empty] | -15.75 | -46.25 | p_solar_Brazil_BR2173 | Brazil | 25.3158
[5 empty] | -16.25 | -46.25 | p_solar_Brazil_BR2174 | Brazil | 43.9743
[5 empty] | -16.75 | -46.25 | p_solar_Brazil_BR2175 | Brazil | 6.0598
[5 empty] | -17.25 | -46.25 | p_solar_Brazil_BR2176 | Brazil | 14.7983
[5 empty] | -17.75 | -46.25 | p_solar_Brazil_BR2177 | Brazil | 35.8519
[5 empty] | -18.25 | -46.25 | p_solar_Brazil_BR2178 | Brazil | 19.9783
[5 empty] | -18.75 | -46.25 | p_solar_Brazil_BR2179 | Brazil | 1.4991
[5 empty] | -19.25 | -46.25 | p_solar_Brazil_BR2180 | Brazil | 4.9519
[5 empty] | -19.75 | -46.25 | p_solar_Brazil_BR2181 | Brazil | 12.278
[5 empty] | -20.25 | -46.25 | p_solar_Brazil_BR2182 | Brazil | 9.9428
[5 empty] | -10.25 | -45.75 | p_solar_Brazil_BR2207 | Brazil | 52.6839
[5 empty] | -10.75 | -45.75 | p_solar_Brazil_BR2208 | Brazil | 87.9482
[5 empty] | -11.25 | -45.75 | p_solar_Brazil_BR2209 | Brazil | 92.016
[5 empty] | -11.75 | -45.75 | p_solar_Brazil_BR2210 | Brazil | 92.9399
[5 empty] | -12.25 | -45.75 | p_solar_Brazil_BR2211 | Brazil | 57.4662
[5 empty] | -12.75 | -45.75 | p_solar_Brazil_BR2212 | Brazil | 20.3342
[5 empty] | -13.25 | -45.75 | p_solar_Brazil_BR2213 | Brazil | 3.4902
[5 empty] | -13.75 | -45.75 | p_solar_Brazil_BR2214 | Brazil | 8.1523
[5 empty] | -14.25 | -45.75 | p_solar_Brazil_BR2215 | Brazil | 41.5281
[5 empty] | -14.75 | -45.75 | p_solar_Brazil_BR2216 | Brazil | 39.8349
[5 empty] | -15.25 | -45.75 | p_solar_Brazil_BR2217 | Brazil | 41.1293
[5 empty] | -15.75 | -45.75 | p_solar_Brazil_BR2218 | Brazil | 22.7213
[5 empty] | -16.25 | -45.75 | p_solar_Brazil_BR2219 | Brazil | 3.6857
[5 empty] | -16.75 | -45.75 | p_solar_Brazil_BR2220 | Brazil | 22.5185
[5 empty] | -17.25 | -45.75 | p_solar_Brazil_BR2221 | Brazil | 15.0904
[5 empty] | -17.75 | -45.75 | p_solar_Brazil_BR2222 | Brazil | 60.1712
[5 empty] | -18.25 | -45.75 | p_solar_Brazil_BR2223 | Brazil | 17.7908
[5 empty] | -18.75 | -45.75 | p_solar_Brazil_BR2224 | Brazil | 2.9705
[5 empty] | -19.25 | -45.75 | p_solar_Brazil_BR2225 | Brazil | 18.137
[5 empty] | -19.75 | -45.75 | p_solar_Brazil_BR2226 | Brazil | 7.9906
[5 empty] | -9.75 | -45.25 | p_solar_Brazil_BR2250 | Brazil | 1.2912
[5 empty] | -10.25 | -45.25 | p_solar_Brazil_BR2251 | Brazil | 17.4065
[5 empty] | -10.75 | -45.25 | p_solar_Brazil_BR2252 | Brazil | 35.6397
[5 empty] | -11.25 | -45.25 | p_solar_Brazil_BR2253 | Brazil | 38.4762
[5 empty] | -11.75 | -45.25 | p_solar_Brazil_BR2254 | Brazil | 42.9464
[5 empty] | -12.25 | -45.25 | p_solar_Brazil_BR2255 | Brazil | 15.9478
[5 empty] | -12.75 | -45.25 | p_solar_Brazil_BR2256 | Brazil | 6.4533
[5 empty] | -13.25 | -45.25 | p_solar_Brazil_BR2257 | Brazil | 35.9764
[5 empty] | -13.75 | -45.25 | p_solar_Brazil_BR2258 | Brazil | 16.1
[5 empty] | -14.25 | -45.25 | p_solar_Brazil_BR2259 | Brazil | 71.1388
[5 empty] | -14.75 | -45.25 | p_solar_Brazil_BR2260 | Brazil | 93.5933
[5 empty] | -15.25 | -45.25 | p_solar_Brazil_BR2261 | Brazil | 94.4212
[5 empty] | -15.75 | -45.25 | p_solar_Brazil_BR2262 | Brazil | 74.5825
[5 empty] | -16.25 | -45.25 | p_solar_Brazil_BR2263 | Brazil | 48.1222
[5 empty] | -16.75 | -45.25 | p_solar_Brazil_BR2264 | Brazil | 14.2771
[5 empty] | -17.25 | -45.25 | p_solar_Brazil_BR2265 | Brazil | 3.1354
[5 empty] | -17.75 | -45.25 | p_solar_Brazil_BR2266 | Brazil | 30.9198
[5 empty] | -18.25 | -45.25 | p_solar_Brazil_BR2267 | Brazil | 3.0112
[5 empty] | -18.75 | -45.25 | p_solar_Brazil_BR2268 | Brazil | 33.5407
[5 empty] | -19.25 | -45.25 | p_solar_Brazil_BR2269 | Brazil | 50.3661
[5 empty] | -9.25 | -44.75 | p_solar_Brazil_BR2293 | Brazil | 20.7673
[5 empty] | -9.75 | -44.75 | p_solar_Brazil_BR2294 | Brazil | 24.3342
[5 empty] | -10.25 | -44.75 | p_solar_Brazil_BR2295 | Brazil | 8.4125
[5 empty] | -10.75 | -44.75 | p_solar_Brazil_BR2296 | Brazil | 19.0205
[5 empty] | -11.25 | -44.75 | p_solar_Brazil_BR2297 | Brazil | 15.0455
[5 empty] | -11.75 | -44.75 | p_solar_Brazil_BR2298 | Brazil | 3.531
[5 empty] | -12.25 | -44.75 | p_solar_Brazil_BR2299 | Brazil | 10.2776
[5 empty] | -12.75 | -44.75 | p_solar_Brazil_BR2300 | Brazil | 45.9556
[5 empty] | -13.25 | -44.75 | p_solar_Brazil_BR2301 | Brazil | 18.75
[5 empty] | -13.75 | -44.75 | p_solar_Brazil_BR2302 | Brazil | 32.8169
[5 empty] | -14.25 | -44.75 | p_solar_Brazil_BR2303 | Brazil | 82.6025
[5 empty] | -14.75 | -44.75 | p_solar_Brazil_BR2304 | Brazil | 135.4288
[5 empty] | -15.25 | -44.75 | p_solar_Brazil_BR2305 | Brazil | 136.5633
[5 empty] | -15.75 | -44.75 | p_solar_Brazil_BR2306 | Brazil | 118.5607
[5 empty] | -16.25 | -44.75 | p_solar_Brazil_BR2307 | Brazil | 79.7182
[5 empty] | -16.75 | -44.75 | p_solar_Brazil_BR2308 | Brazil | 50.0528
[5 empty] | -17.75 | -44.75 | p_solar_Brazil_BR2310 | Brazil | 1.3993
[5 empty] | -18.25 | -44.75 | p_solar_Brazil_BR2311 | Brazil | 16.6644
[5 empty] | -18.75 | -44.75 | p_solar_Brazil_BR2312 | Brazil | 5.9195
[5 empty] | -8.75 | -44.25 | p_solar_Brazil_BR2333 | Brazil | 9.8597
[5 empty] | -9.25 | -44.25 | p_solar_Brazil_BR2334 | Brazil | 15.7247
[5 empty] | -9.75 | -44.25 | p_solar_Brazil_BR2335 | Brazil | 56.9379
[5 empty] | -10.25 | -44.25 | p_solar_Brazil_BR2336 | Brazil | 8.0741
[5 empty] | -10.75 | -44.25 | p_solar_Brazil_BR2337 | Brazil | 2.2755
[5 empty] | -11.25 | -44.25 | p_solar_Brazil_BR2338 | Brazil | 29.1782
[5 empty] | -11.75 | -44.25 | p_solar_Brazil_BR2339 | Brazil | 52.5422
[5 empty] | -12.25 | -44.25 | p_solar_Brazil_BR2340 | Brazil | 16.4726
[5 empty] | -13.25 | -44.25 | p_solar_Brazil_BR2342 | Brazil | 19.0028
[5 empty] | -13.75 | -44.25 | p_solar_Brazil_BR2343 | Brazil | 33.5592
[5 empty] | -14.25 | -44.25 | p_solar_Brazil_BR2344 | Brazil | 88.7099
[5 empty] | -14.75 | -44.25 | p_solar_Brazil_BR2345 | Brazil | 84.2142
[5 empty] | -15.25 | -44.25 | p_solar_Brazil_BR2346 | Brazil | 82.8603
[5 empty] | -15.75 | -44.25 | p_solar_Brazil_BR2347 | Brazil | 81.0348
[5 empty] | -16.25 | -44.25 | p_solar_Brazil_BR2348 | Brazil | 41.6709
[5 empty] | -16.75 | -44.25 | p_solar_Brazil_BR2349 | Brazil | 3.5105
[5 empty] | -17.25 | -44.25 | p_solar_Brazil_BR2350 | Brazil | 15.0034
[5 empty] | -17.75 | -44.25 | p_solar_Brazil_BR2351 | Brazil | 14.8261
[5 empty] | -18.25 | -44.25 | p_solar_Brazil_BR2352 | Brazil | 4.8504
[5 empty] | -18.75 | -44.25 | p_solar_Brazil_BR2353 | Brazil | 6.7918
[5 empty] | -8.25 | -43.75 | p_solar_Brazil_BR2373 | Brazil | 2.2538
[5 empty] | -8.75 | -43.75 | p_solar_Brazil_BR2374 | Brazil | 30.1458
[5 empty] | -9.25 | -43.75 | p_solar_Brazil_BR2375 | Brazil | 63.108
[5 empty] | -9.75 | -43.75 | p_solar_Brazil_BR2376 | Brazil | 37.1422
[5 empty] | -10.25 | -43.75 | p_solar_Brazil_BR2377 | Brazil | 3.5558
[5 empty] | -10.75 | -43.75 | p_solar_Brazil_BR2378 | Brazil | 11.918
[5 empty] | -11.25 | -43.75 | p_solar_Brazil_BR2379 | Brazil | 58.6728
[5 empty] | -11.75 | -43.75 | p_solar_Brazil_BR2380 | Brazil | 94.0621
[5 empty] | -12.25 | -43.75 | p_solar_Brazil_BR2381 | Brazil | 53.1169
[5 empty] | -12.75 | -43.75 | p_solar_Brazil_BR2382 | Brazil | 14.062
[5 empty] | -13.25 | -43.75 | p_solar_Brazil_BR2383 | Brazil | 6.7426
[5 empty] | -13.75 | -43.75 | p_solar_Brazil_BR2384 | Brazil | 45.4459
[5 empty] | -14.25 | -43.75 | p_solar_Brazil_BR2385 | Brazil | 49.2785
[5 empty] | -14.75 | -43.75 | p_solar_Brazil_BR2386 | Brazil | 31.8061
[5 empty] | -15.25 | -43.75 | p_solar_Brazil_BR2387 | Brazil | 29.1598
[5 empty] | -15.75 | -43.75 | p_solar_Brazil_BR2388 | Brazil | 32.2095
[5 empty] | -16.25 | -43.75 | p_solar_Brazil_BR2389 | Brazil | 4.0979
[5 empty] | -16.75 | -43.75 | p_solar_Brazil_BR2390 | Brazil | 0.98102
[5 empty] | -17.25 | -43.75 | p_solar_Brazil_BR2391 | Brazil | 5.1586
[5 empty] | -17.75 | -43.75 | p_solar_Brazil_BR2392 | Brazil | 24.4715
[5 empty] | -18.25 | -43.75 | p_solar_Brazil_BR2393 | Brazil | 35.1212
[5 empty] | -7.75 | -43.25 | p_solar_Brazil_BR2413 | Brazil | 44.7339
[5 empty] | -8.25 | -43.25 | p_solar_Brazil_BR2414 | Brazil | 7.8148
[5 empty] | -8.75 | -43.25 | p_solar_Brazil_BR2415 | Brazil | 47.2358
[5 empty] | -9.25 | -43.25 | p_solar_Brazil_BR2416 | Brazil | 47.504
[5 empty] | -9.75 | -43.25 | p_solar_Brazil_BR2417 | Brazil | 1.1839
[5 empty] | -10.25 | -43.25 | p_solar_Brazil_BR2418 | Brazil | 29.2244
[5 empty] | -10.75 | -43.25 | p_solar_Brazil_BR2419 | Brazil | 17.1899
[5 empty] | -11.25 | -43.25 | p_solar_Brazil_BR2420 | Brazil | 31.0762
[5 empty] | -11.75 | -43.25 | p_solar_Brazil_BR2421 | Brazil | 58.6803
[5 empty] | -12.25 | -43.25 | p_solar_Brazil_BR2422 | Brazil | 55.7228
[5 empty] | -14.25 | -43.25 | p_solar_Brazil_BR2426 | Brazil | 0.16418
[5 empty] | -14.75 | -43.25 | p_solar_Brazil_BR2427 | Brazil | 20.7891
[5 empty] | -15.25 | -43.25 | p_solar_Brazil_BR2428 | Brazil | 24.5385
[5 empty] | -15.75 | -43.25 | p_solar_Brazil_BR2429 | Brazil | 3.4344
[5 empty] | -16.25 | -43.25 | p_solar_Brazil_BR2430 | Brazil | 18.9778
[5 empty] | -16.75 | -43.25 | p_solar_Brazil_BR2431 | Brazil | 12.5238
[5 empty] | -17.25 | -43.25 | p_solar_Brazil_BR2432 | Brazil | 56.7168
[5 empty] | -2.75 | -42.75 | p_solar_Brazil_BR2444 | Brazil | 5.8203
[5 empty] | -3.25 | -42.75 | p_solar_Brazil_BR2445 | Brazil | 30.9207
[5 empty] | -7.25 | -42.75 | p_solar_Brazil_BR2453 | Brazil | 32.677
[5 empty] | -7.75 | -42.75 | p_solar_Brazil_BR2454 | Brazil | 3.0981
[5 empty] | -8.25 | -42.75 | p_solar_Brazil_BR2455 | Brazil | 1.9257
[5 empty] | -8.75 | -42.75 | p_solar_Brazil_BR2456 | Brazil | 46.5863
[5 empty] | -9.25 | -42.75 | p_solar_Brazil_BR2457 | Brazil | 26.4845
[5 empty] | -9.75 | -42.75 | p_solar_Brazil_BR2458 | Brazil | 11.3741
[5 empty] | -10.25 | -42.75 | p_solar_Brazil_BR2459 | Brazil | 63.8172
[5 empty] | -10.75 | -42.75 | p_solar_Brazil_BR2460 | Brazil | 36.3178
[5 empty] | -11.25 | -42.75 | p_solar_Brazil_BR2461 | Brazil | 2.154
[5 empty] | -11.75 | -42.75 | p_solar_Brazil_BR2462 | Brazil | 7.3904
[5 empty] | -3.25 | -42.25 | p_solar_Brazil_BR2485 | Brazil | 15.4412
[5 empty] | -3.75 | -42.25 | p_solar_Brazil_BR2486 | Brazil | 69.1372
[5 empty] | -6.75 | -42.25 | p_solar_Brazil_BR2492 | Brazil | 97.7537
[5 empty] | -7.25 | -42.25 | p_solar_Brazil_BR2493 | Brazil | 73.6746
[5 empty] | -7.75 | -42.25 | p_solar_Brazil_BR2494 | Brazil | 38.0737
[5 empty] | -8.25 | -42.25 | p_solar_Brazil_BR2495 | Brazil | 2.309
[5 empty] | -8.75 | -42.25 | p_solar_Brazil_BR2496 | Brazil | 29.4598
[5 empty] | -9.25 | -42.25 | p_solar_Brazil_BR2497 | Brazil | 4.55
[5 empty] | -9.75 | -42.25 | p_solar_Brazil_BR2498 | Brazil | 39.061
[5 empty] | -10.25 | -42.25 | p_solar_Brazil_BR2499 | Brazil | 83.3372
[5 empty] | -10.75 | -42.25 | p_solar_Brazil_BR2500 | Brazil | 29.9732
[5 empty] | -11.25 | -42.25 | p_solar_Brazil_BR2501 | Brazil | 8.6972
[5 empty] | -3.25 | -41.75 | p_solar_Brazil_BR2525 | Brazil | 8.5352
[5 empty] | -3.75 | -41.75 | p_solar_Brazil_BR2526 | Brazil | 50.1529
[5 empty] | -4.25 | -41.75 | p_solar_Brazil_BR2527 | Brazil | 3.2941
[5 empty] | -4.75 | -41.75 | p_solar_Brazil_BR2528 | Brazil | 33.0081
[5 empty] | -5.25 | -41.75 | p_solar_Brazil_BR2529 | Brazil | 67.3827
[5 empty] | -5.75 | -41.75 | p_solar_Brazil_BR2530 | Brazil | 109.4184
[5 empty] | -6.25 | -41.75 | p_solar_Brazil_BR2531 | Brazil | 93.8892
[5 empty] | -6.75 | -41.75 | p_solar_Brazil_BR2532 | Brazil | 53.8059
[5 empty] | -7.25 | -41.75 | p_solar_Brazil_BR2533 | Brazil | 24.8713
[5 empty] | -7.75 | -41.75 | p_solar_Brazil_BR2534 | Brazil | 3.832
[5 empty] | -8.25 | -41.75 | p_solar_Brazil_BR2535 | Brazil | 2.1811
[5 empty] | -8.75 | -41.75 | p_solar_Brazil_BR2536 | Brazil | 1.0813
[5 empty] | -9.25 | -41.75 | p_solar_Brazil_BR2537 | Brazil | 27.7902
[5 empty] | -9.75 | -41.75 | p_solar_Brazil_BR2538 | Brazil | 72.3032
[5 empty] | -10.25 | -41.75 | p_solar_Brazil_BR2539 | Brazil | 37.9755
[5 empty] | -10.75 | -41.75 | p_solar_Brazil_BR2540 | Brazil | 21.6171
[5 empty] | -11.25 | -41.75 | p_solar_Brazil_BR2541 | Brazil | 2.4179
[5 empty] | -21.25 | -41.75 | p_solar_Brazil_BR2561 | Brazil | 42.4713
[5 empty] | -21.75 | -41.75 | p_solar_Brazil_BR2562 | Brazil | 21.2244
[5 empty] | -3.25 | -41.25 | p_solar_Brazil_BR2564 | Brazil | 19.5763
[5 empty] | -3.75 | -41.25 | p_solar_Brazil_BR2565 | Brazil | 12.6283
[5 empty] | -4.25 | -41.25 | p_solar_Brazil_BR2566 | Brazil | 21.1837
[5 empty] | -4.75 | -41.25 | p_solar_Brazil_BR2567 | Brazil | 70.4574
[5 empty] | -5.25 | -41.25 | p_solar_Brazil_BR2568 | Brazil | 110.1749
[5 empty] | -5.75 | -41.25 | p_solar_Brazil_BR2569 | Brazil | 101.1671
[5 empty] | -6.25 | -41.25 | p_solar_Brazil_BR2570 | Brazil | 61.5951
[5 empty] | -6.75 | -41.25 | p_solar_Brazil_BR2571 | Brazil | 21.6121
[5 empty] | -7.25 | -41.25 | p_solar_Brazil_BR2572 | Brazil | 1.7468
[5 empty] | -7.75 | -41.25 | p_solar_Brazil_BR2573 | Brazil | 42.0406
[5 empty] | -8.25 | -41.25 | p_solar_Brazil_BR2574 | Brazil | 9.1502
[5 empty] | -8.75 | -41.25 | p_solar_Brazil_BR2575 | Brazil | 18.2662
[5 empty] | -9.25 | -41.25 | p_solar_Brazil_BR2576 | Brazil | 22.5509
[5 empty] | -9.75 | -41.25 | p_solar_Brazil_BR2577 | Brazil | 20.3698
[5 empty] | -10.25 | -41.25 | p_solar_Brazil_BR2578 | Brazil | 32.9177
[5 empty] | -10.75 | -41.25 | p_solar_Brazil_BR2579 | Brazil | 2.1671
[5 empty] | -11.25 | -41.25 | p_solar_Brazil_BR2580 | Brazil | 14.7409
[5 empty] | -21.25 | -41.25 | p_solar_Brazil_BR2600 | Brazil | 8.0019
[5 empty] | -21.75 | -41.25 | p_solar_Brazil_BR2601 | Brazil | 9.7431
[5 empty] | -3.25 | -40.75 | p_solar_Brazil_BR2602 | Brazil | 3.9858
[5 empty] | -3.75 | -40.75 | p_solar_Brazil_BR2603 | Brazil | 6.6774
[5 empty] | -4.25 | -40.75 | p_solar_Brazil_BR2604 | Brazil | 34.1893
[5 empty] | -4.75 | -40.75 | p_solar_Brazil_BR2605 | Brazil | 88.589
[5 empty] | -5.25 | -40.75 | p_solar_Brazil_BR2606 | Brazil | 98.3486
[5 empty] | -5.75 | -40.75 | p_solar_Brazil_BR2607 | Brazil | 59.503
[5 empty] | -6.25 | -40.75 | p_solar_Brazil_BR2608 | Brazil | 23.011
[5 empty] | -6.75 | -40.75 | p_solar_Brazil_BR2609 | Brazil | 16.1691
[5 empty] | -7.25 | -40.75 | p_solar_Brazil_BR2610 | Brazil | 17.2715
[5 empty] | -7.75 | -40.75 | p_solar_Brazil_BR2611 | Brazil | 7.019
[5 empty] | -8.25 | -40.75 | p_solar_Brazil_BR2612 | Brazil | 5.5214
[5 empty] | -8.75 | -40.75 | p_solar_Brazil_BR2613 | Brazil | 41.2504
[5 empty] | -9.25 | -40.75 | p_solar_Brazil_BR2614 | Brazil | 5.5874
[5 empty] | -9.75 | -40.75 | p_solar_Brazil_BR2615 | Brazil | 14.0092
[5 empty] | -10.25 | -40.75 | p_solar_Brazil_BR2616 | Brazil | 0.16365
[5 empty] | -10.75 | -40.75 | p_solar_Brazil_BR2617 | Brazil | 4.0595
[5 empty] | -20.75 | -40.75 | p_solar_Brazil_BR2637 | Brazil | 1.9699
[5 empty] | -3.25 | -40.25 | p_solar_Brazil_BR2638 | Brazil | 13.7381
[5 empty] | -3.75 | -40.25 | p_solar_Brazil_BR2639 | Brazil | 7.073
[5 empty] | -4.25 | -40.25 | p_solar_Brazil_BR2640 | Brazil | 53.517
[5 empty] | -4.75 | -40.25 | p_solar_Brazil_BR2641 | Brazil | 103.4792
[5 empty] | -5.25 | -40.25 | p_solar_Brazil_BR2642 | Brazil | 83.0286
[5 empty] | -5.75 | -40.25 | p_solar_Brazil_BR2643 | Brazil | 27.8085
[5 empty] | -6.25 | -40.25 | p_solar_Brazil_BR2644 | Brazil | 16.946
[5 empty] | -6.75 | -40.25 | p_solar_Brazil_BR2645 | Brazil | 55.0975
[5 empty] | -7.25 | -40.25 | p_solar_Brazil_BR2646 | Brazil | 39.985
[5 empty] | -7.75 | -40.25 | p_solar_Brazil_BR2647 | Brazil | 23.8589
[5 empty] | -8.25 | -40.25 | p_solar_Brazil_BR2648 | Brazil | 18.9156
[5 empty] | -8.75 | -40.25 | p_solar_Brazil_BR2649 | Brazil | 58.9129
[5 empty] | -9.25 | -40.25 | p_solar_Brazil_BR2650 | Brazil | 12.6921
[5 empty] | -9.75 | -40.25 | p_solar_Brazil_BR2651 | Brazil | 6.894
[5 empty] | -10.25 | -40.25 | p_solar_Brazil_BR2652 | Brazil | 11.8126
[5 empty] | -10.75 | -40.25 | p_solar_Brazil_BR2653 | Brazil | 33.7386
[5 empty] | -11.25 | -40.25 | p_solar_Brazil_BR2654 | Brazil | 79.1439
[5 empty] | -3.25 | -39.75 | p_solar_Brazil_BR2673 | Brazil | 1.3694
[5 empty] | -3.75 | -39.75 | p_solar_Brazil_BR2674 | Brazil | 2.9639
[5 empty] | -4.25 | -39.75 | p_solar_Brazil_BR2675 | Brazil | 48.9199
[5 empty] | -4.75 | -39.75 | p_solar_Brazil_BR2676 | Brazil | 91.3975
[5 empty] | -5.25 | -39.75 | p_solar_Brazil_BR2677 | Brazil | 85.2808
[5 empty] | -5.75 | -39.75 | p_solar_Brazil_BR2678 | Brazil | 61.0966
[5 empty] | -6.25 | -39.75 | p_solar_Brazil_BR2679 | Brazil | 19.2904
[5 empty] | -6.75 | -39.75 | p_solar_Brazil_BR2680 | Brazil | 21.3838
[5 empty] | -7.25 | -39.75 | p_solar_Brazil_BR2681 | Brazil | 60.2436
[5 empty] | -7.75 | -39.75 | p_solar_Brazil_BR2682 | Brazil | 7.6267
[5 empty] | -8.25 | -39.75 | p_solar_Brazil_BR2683 | Brazil | 40.9674
[5 empty] | -8.75 | -39.75 | p_solar_Brazil_BR2684 | Brazil | 18.485
[5 empty] | -9.25 | -39.75 | p_solar_Brazil_BR2685 | Brazil | 18.9798
[5 empty] | -9.75 | -39.75 | p_solar_Brazil_BR2686 | Brazil | 17.4931
[5 empty] | -10.25 | -39.75 | p_solar_Brazil_BR2687 | Brazil | 30.5963
[5 empty] | -10.75 | -39.75 | p_solar_Brazil_BR2688 | Brazil | 58.5158
[5 empty] | -11.25 | -39.75 | p_solar_Brazil_BR2689 | Brazil | 97.8138
[5 empty] | -3.25 | -39.25 | p_solar_Brazil_BR2706 | Brazil | 5.0239
[5 empty] | -3.75 | -39.25 | p_solar_Brazil_BR2707 | Brazil | 1.8644
[5 empty] | -4.25 | -39.25 | p_solar_Brazil_BR2708 | Brazil | 51.6083
[5 empty] | -4.75 | -39.25 | p_solar_Brazil_BR2709 | Brazil | 38.6341
[5 empty] | -5.25 | -39.25 | p_solar_Brazil_BR2710 | Brazil | 32.2122
[5 empty] | -5.75 | -39.25 | p_solar_Brazil_BR2711 | Brazil | 39.7134
[5 empty] | -6.25 | -39.25 | p_solar_Brazil_BR2712 | Brazil | 37.4941
[5 empty] | -6.75 | -39.25 | p_solar_Brazil_BR2713 | Brazil | 17.338
[5 empty] | -7.25 | -39.25 | p_solar_Brazil_BR2714 | Brazil | 23.1174
[5 empty] | -7.75 | -39.25 | p_solar_Brazil_BR2715 | Brazil | 9.6696
[5 empty] | -8.25 | -39.25 | p_solar_Brazil_BR2716 | Brazil | 5.2759
[5 empty] | -8.75 | -39.25 | p_solar_Brazil_BR2717 | Brazil | 10.6687
[5 empty] | -9.25 | -39.25 | p_solar_Brazil_BR2718 | Brazil | 14.5738
[5 empty] | -9.75 | -39.25 | p_solar_Brazil_BR2719 | Brazil | 39.8266
[5 empty] | -10.25 | -39.25 | p_solar_Brazil_BR2720 | Brazil | 77.2303
[5 empty] | -10.75 | -39.25 | p_solar_Brazil_BR2721 | Brazil | 95.4821
[5 empty] | -11.25 | -39.25 | p_solar_Brazil_BR2722 | Brazil | 94.668
[5 empty] | -11.75 | -39.25 | p_solar_Brazil_BR2723 | Brazil | 67.0844
[5 empty] | -3.75 | -38.75 | p_solar_Brazil_BR2736 | Brazil | 8.021
[5 empty] | -4.25 | -38.75 | p_solar_Brazil_BR2737 | Brazil | 11.7293
[5 empty] | -4.75 | -38.75 | p_solar_Brazil_BR2738 | Brazil | 5.8209
[5 empty] | -5.25 | -38.75 | p_solar_Brazil_BR2739 | Brazil | 0.53833
[5 empty] | -5.75 | -38.75 | p_solar_Brazil_BR2740 | Brazil | 15.558
[5 empty] | -6.25 | -38.75 | p_solar_Brazil_BR2741 | Brazil | 17.5716
[5 empty] | -6.75 | -38.75 | p_solar_Brazil_BR2742 | Brazil | 8.8231
[5 empty] | -7.25 | -38.75 | p_solar_Brazil_BR2743 | Brazil | 1.5711
[5 empty] | -7.75 | -38.75 | p_solar_Brazil_BR2744 | Brazil | 1.5988
[5 empty] | -8.25 | -38.75 | p_solar_Brazil_BR2745 | Brazil | 14.1459
[5 empty] | -8.75 | -38.75 | p_solar_Brazil_BR2746 | Brazil | 20.459
[5 empty] | -9.25 | -38.75 | p_solar_Brazil_BR2747 | Brazil | 4.6676
[5 empty] | -9.75 | -38.75 | p_solar_Brazil_BR2748 | Brazil | 49.718
[5 empty] | -10.25 | -38.75 | p_solar_Brazil_BR2749 | Brazil | 47.4927
[5 empty] | -10.75 | -38.75 | p_solar_Brazil_BR2750 | Brazil | 40.7944
[5 empty] | -11.25 | -38.75 | p_solar_Brazil_BR2751 | Brazil | 40.0804
[5 empty] | -11.75 | -38.75 | p_solar_Brazil_BR2752 | Brazil | 38.9764
[5 empty] | -12.25 | -38.75 | p_solar_Brazil_BR2753 | Brazil | 24.1064
[5 empty] | -4.25 | -38.25 | p_solar_Brazil_BR2754 | Brazil | 38.3839
[5 empty] | -4.75 | -38.25 | p_solar_Brazil_BR2755 | Brazil | 31.2155
[5 empty] | -5.25 | -38.25 | p_solar_Brazil_BR2756 | Brazil | 0.71094
[5 empty] | -5.75 | -38.25 | p_solar_Brazil_BR2757 | Brazil | 46.8232
[5 empty] | -6.25 | -38.25 | p_solar_Brazil_BR2758 | Brazil | 34.972
[5 empty] | -6.75 | -38.25 | p_solar_Brazil_BR2759 | Brazil | 7.7701
[5 empty] | -7.25 | -38.25 | p_solar_Brazil_BR2760 | Brazil | 1.5109
[5 empty] | -7.75 | -38.25 | p_solar_Brazil_BR2761 | Brazil | 48.7412
[5 empty] | -8.25 | -38.25 | p_solar_Brazil_BR2762 | Brazil | 36.7108
[5 empty] | -8.75 | -38.25 | p_solar_Brazil_BR2763 | Brazil | 6.6514
[5 empty] | -9.25 | -38.25 | p_solar_Brazil_BR2764 | Brazil | 2.548
[5 empty] | -9.75 | -38.25 | p_solar_Brazil_BR2765 | Brazil | 2.0193
[5 empty] | -10.25 | -38.25 | p_solar_Brazil_BR2766 | Brazil | 6.4891
[5 empty] | -10.75 | -38.25 | p_solar_Brazil_BR2767 | Brazil | 13.7744
[5 empty] | -11.25 | -38.25 | p_solar_Brazil_BR2768 | Brazil | 14.3914
[5 empty] | -11.75 | -38.25 | p_solar_Brazil_BR2769 | Brazil | 15.397
[5 empty] | -12.25 | -38.25 | p_solar_Brazil_BR2770 | Brazil | 7.5523
[5 empty] | -4.75 | -37.75 | p_solar_Brazil_BR2772 | Brazil | 1.0689
[5 empty] | -5.25 | -37.75 | p_solar_Brazil_BR2773 | Brazil | 1.1029
[5 empty] | -5.75 | -37.75 | p_solar_Brazil_BR2774 | Brazil | 19.2998
[5 empty] | -6.25 | -37.75 | p_solar_Brazil_BR2775 | Brazil | 0.55349
[5 empty] | -6.75 | -37.75 | p_solar_Brazil_BR2776 | Brazil | 34.432
[5 empty] | -7.25 | -37.75 | p_solar_Brazil_BR2777 | Brazil | 13.1775
[5 empty] | -7.75 | -37.75 | p_solar_Brazil_BR2778 | Brazil | 44.4737
[5 empty] | -8.25 | -37.75 | p_solar_Brazil_BR2779 | Brazil | 0.74288
[5 empty] | -8.75 | -37.75 | p_solar_Brazil_BR2780 | Brazil | 34.2035
[5 empty] | -9.25 | -37.75 | p_solar_Brazil_BR2781 | Brazil | 3.9264
[5 empty] | -9.75 | -37.75 | p_solar_Brazil_BR2782 | Brazil | 4.5144
[5 empty] | -10.25 | -37.75 | p_solar_Brazil_BR2783 | Brazil | 10.73
[5 empty] | -10.75 | -37.75 | p_solar_Brazil_BR2784 | Brazil | 30.2002
[5 empty] | -11.25 | -37.75 | p_solar_Brazil_BR2785 | Brazil | 5.2825
[5 empty] | -11.75 | -37.75 | p_solar_Brazil_BR2786 | Brazil | 30.3144
[5 empty] | -5.25 | -37.25 | p_solar_Brazil_BR2787 | Brazil | 1.8132
[5 empty] | -5.75 | -37.25 | p_solar_Brazil_BR2788 | Brazil | 4.6344
[5 empty] | -6.25 | -37.25 | p_solar_Brazil_BR2789 | Brazil | 35.3915
[5 empty] | -6.75 | -37.25 | p_solar_Brazil_BR2790 | Brazil | 22.2233
[5 empty] | -7.25 | -37.25 | p_solar_Brazil_BR2791 | Brazil | 30.3121
[5 empty] | -7.75 | -37.25 | p_solar_Brazil_BR2792 | Brazil | 36.7426
[5 empty] | -8.25 | -37.25 | p_solar_Brazil_BR2793 | Brazil | 22.8159
[5 empty] | -8.75 | -37.25 | p_solar_Brazil_BR2794 | Brazil | 22.0888
[5 empty] | -9.25 | -37.25 | p_solar_Brazil_BR2795 | Brazil | 1.1074
[5 empty] | -9.75 | -37.25 | p_solar_Brazil_BR2796 | Brazil | 18.0106
[5 empty] | -10.25 | -37.25 | p_solar_Brazil_BR2797 | Brazil | 23.4672
[5 empty] | -10.75 | -37.25 | p_solar_Brazil_BR2798 | Brazil | 2.8365
[5 empty] | -11.25 | -37.25 | p_solar_Brazil_BR2799 | Brazil | 30.2622
[5 empty] | -5.25 | -36.75 | p_solar_Brazil_BR2800 | Brazil | 9.1287
[5 empty] | -5.75 | -36.75 | p_solar_Brazil_BR2801 | Brazil | 1.4515
[5 empty] | -6.25 | -36.75 | p_solar_Brazil_BR2802 | Brazil | 22.4724
[5 empty] | -6.75 | -36.75 | p_solar_Brazil_BR2803 | Brazil | 31.1372
[5 empty] | -7.25 | -36.75 | p_solar_Brazil_BR2804 | Brazil | 14.8522
[5 empty] | -7.75 | -36.75 | p_solar_Brazil_BR2805 | Brazil | 68.5334
[5 empty] | -8.25 | -36.75 | p_solar_Brazil_BR2806 | Brazil | 39.3541
[5 empty] | -8.75 | -36.75 | p_solar_Brazil_BR2807 | Brazil | 1.8862
[5 empty] | -9.25 | -36.75 | p_solar_Brazil_BR2808 | Brazil | 15.5653
[5 empty] | -9.75 | -36.75 | p_solar_Brazil_BR2809 | Brazil | 11.754
[5 empty] | -10.25 | -36.75 | p_solar_Brazil_BR2810 | Brazil | 13.7832
[5 empty] | -5.25 | -36.25 | p_solar_Brazil_BR2811 | Brazil | 9.3974
[5 empty] | -5.75 | -36.25 | p_solar_Brazil_BR2812 | Brazil | 32.1328
[5 empty] | -6.25 | -36.25 | p_solar_Brazil_BR2813 | Brazil | 6.1157
[5 empty] | -6.75 | -36.25 | p_solar_Brazil_BR2814 | Brazil | 34.3052
[5 empty] | -7.25 | -36.25 | p_solar_Brazil_BR2815 | Brazil | 5.2794
[5 empty] | -7.75 | -36.25 | p_solar_Brazil_BR2816 | Brazil | 16.0355
[5 empty] | -9.75 | -36.25 | p_solar_Brazil_BR2820 | Brazil | 13.1052
[5 empty] | -10.25 | -36.25 | p_solar_Brazil_BR2821 | Brazil | 24.7844
[5 empty] | -5.25 | -35.75 | p_solar_Brazil_BR2822 | Brazil | 4.4349
[5 empty] | -5.75 | -35.75 | p_solar_Brazil_BR2823 | Brazil | 24.3052
[5 empty] | -6.25 | -35.75 | p_solar_Brazil_BR2824 | Brazil | 15.2396
[5 empty] | -6.75 | -35.75 | p_solar_Brazil_BR2825 | Brazil | 0.043009
[5 empty] | -7.25 | -35.75 | p_solar_Brazil_BR2826 | Brazil | 6.5534
[5 empty] | -7.75 | -35.75 | p_solar_Brazil_BR2827 | Brazil | 24.8369
[5 empty] | -9.25 | -35.75 | p_solar_Brazil_BR2830 | Brazil | 0.051279
[5 empty] | -5.75 | -35.25 | p_solar_Brazil_BR2831 | Brazil | 6.1753
[5 empty] | -6.25 | -35.25 | p_solar_Brazil_BR2832 | Brazil | 26.8067
[5 empty] | -6.75 | -35.25 | p_solar_Brazil_BR2833 | Brazil | 48.8384
[5 empty] | -7.25 | -35.25 | p_solar_Brazil_BR2834 | Brazil | 22.1989
[5 empty] | -7.75 | -35.25 | p_solar_Brazil_BR2835 | Brazil | 2.895
[5 empty] | -8.25 | -35.25 | p_solar_Brazil_BR2836 | Brazil | 0.71668
[5 empty] | -8.75 | -35.25 | p_solar_Brazil_BR2837 | Brazil | 33.3343
[5 empty] | -38.25 | -72.75 | p_solar_Chile_CL70 | Chile | 9.0286
[5 empty] | -38.75 | -72.75 | p_solar_Chile_CL71 | Chile | 16.5447
[5 empty] | -35.75 | -72.25 | p_solar_Chile_CL97 | Chile | 9.4225
[5 empty] | -36.25 | -72.25 | p_solar_Chile_CL98 | Chile | 5.0321
[5 empty] | -36.75 | -72.25 | p_solar_Chile_CL99 | Chile | 0.32486
[5 empty] | -37.25 | -72.25 | p_solar_Chile_CL100 | Chile | 0.18817
[5 empty] | -37.75 | -72.25 | p_solar_Chile_CL101 | Chile | 1.4852
[5 empty] | -38.25 | -72.25 | p_solar_Chile_CL102 | Chile | 1.0138
[5 empty] | -38.75 | -72.25 | p_solar_Chile_CL103 | Chile | 7.253
[5 empty] | -39.25 | -72.25 | p_solar_Chile_CL104 | Chile | 1.121
[5 empty] | -34.25 | -71.75 | p_solar_Chile_CL125 | Chile | 7.9027
[5 empty] | -34.75 | -71.75 | p_solar_Chile_CL126 | Chile | 39.39
[5 empty] | -35.25 | -71.75 | p_solar_Chile_CL127 | Chile | 21.577
[5 empty] | -35.75 | -71.75 | p_solar_Chile_CL128 | Chile | 3.1193
[5 empty] | -36.25 | -71.75 | p_solar_Chile_CL129 | Chile | 1.6232
[5 empty] | -36.75 | -71.75 | p_solar_Chile_CL130 | Chile | 11.3003
[5 empty] | -37.25 | -71.75 | p_solar_Chile_CL131 | Chile | 5.7165
[5 empty] | -38.25 | -71.75 | p_solar_Chile_CL133 | Chile | 14.7657
[5 empty] | -38.75 | -71.75 | p_solar_Chile_CL134 | Chile | 14.6524
[5 empty] | -28.75 | -71.25 | p_solar_Chile_CL145 | Chile | 14.9115
[5 empty] | -29.25 | -71.25 | p_solar_Chile_CL146 | Chile | 3.5227
[5 empty] | -29.75 | -71.25 | p_solar_Chile_CL147 | Chile | 11.002
[5 empty] | -30.25 | -71.25 | p_solar_Chile_CL148 | Chile | 7.9747
[5 empty] | -31.75 | -71.25 | p_solar_Chile_CL151 | Chile | 6.099
[5 empty] | -32.25 | -71.25 | p_solar_Chile_CL152 | Chile | 0.88771
[5 empty] | -32.75 | -71.25 | p_solar_Chile_CL153 | Chile | 1.4835
[5 empty] | -33.25 | -71.25 | p_solar_Chile_CL154 | Chile | 0.46912
[5 empty] | -33.75 | -71.25 | p_solar_Chile_CL155 | Chile | 7.4712
[5 empty] | -34.25 | -71.25 | p_solar_Chile_CL156 | Chile | 16.3421
[5 empty] | -34.75 | -71.25 | p_solar_Chile_CL157 | Chile | 15.8407
[5 empty] | -35.25 | -71.25 | p_solar_Chile_CL158 | Chile | 0.90841
[5 empty] | -35.75 | -71.25 | p_solar_Chile_CL159 | Chile | 0.52181
[5 empty] | -36.25 | -71.25 | p_solar_Chile_CL160 | Chile | 12.5639
[5 empty] | -36.75 | -71.25 | p_solar_Chile_CL161 | Chile | 51.7539
[5 empty] | -37.25 | -71.25 | p_solar_Chile_CL162 | Chile | 26.5197
[5 empty] | -37.75 | -71.25 | p_solar_Chile_CL163 | Chile | 27.7623
[5 empty] | -38.25 | -71.25 | p_solar_Chile_CL164 | Chile | 10.8839
[5 empty] | -38.75 | -71.25 | p_solar_Chile_CL165 | Chile | 36.8575
[5 empty] | -27.25 | -70.75 | p_solar_Chile_CL171 | Chile | 10.7637
[5 empty] | -27.75 | -70.75 | p_solar_Chile_CL172 | Chile | 17.8638
[5 empty] | -28.25 | -70.75 | p_solar_Chile_CL173 | Chile | 6.0781
[5 empty] | -28.75 | -70.75 | p_solar_Chile_CL174 | Chile | 6.2469
[5 empty] | -29.25 | -70.75 | p_solar_Chile_CL175 | Chile | 2.2497
[5 empty] | -29.75 | -70.75 | p_solar_Chile_CL176 | Chile | 23.8195
[5 empty] | -30.25 | -70.75 | p_solar_Chile_CL177 | Chile | 12.7426
[5 empty] | -30.75 | -70.75 | p_solar_Chile_CL178 | Chile | 0.8422
[5 empty] | -31.25 | -70.75 | p_solar_Chile_CL179 | Chile | 20.9439
[5 empty] | -31.75 | -70.75 | p_solar_Chile_CL180 | Chile | 11.2011
[5 empty] | -32.25 | -70.75 | p_solar_Chile_CL181 | Chile | 0.53689
[5 empty] | -32.75 | -70.75 | p_solar_Chile_CL182 | Chile | 2.8119
[5 empty] | -33.75 | -70.75 | p_solar_Chile_CL184 | Chile | 0.22149
[5 empty] | -34.25 | -70.75 | p_solar_Chile_CL185 | Chile | 1.0872
[5 empty] | -34.75 | -70.75 | p_solar_Chile_CL186 | Chile | 0.60339
[5 empty] | -35.25 | -70.75 | p_solar_Chile_CL187 | Chile | 10.621
[5 empty] | -35.75 | -70.75 | p_solar_Chile_CL188 | Chile | 10.8356
[5 empty] | -36.25 | -70.75 | p_solar_Chile_CL189 | Chile | 19.2328
[5 empty] | -18.75 | -70.25 | p_solar_Chile_CL192 | Chile | 1.6024
[5 empty] | -19.25 | -70.25 | p_solar_Chile_CL193 | Chile | 10.7509
[5 empty] | -22.75 | -70.25 | p_solar_Chile_CL194 | Chile | 1.7121
[5 empty] | -23.25 | -70.25 | p_solar_Chile_CL195 | Chile | 3.2654
[5 empty] | -23.75 | -70.25 | p_solar_Chile_CL196 | Chile | 1.8295
[5 empty] | -24.25 | -70.25 | p_solar_Chile_CL197 | Chile | 0.72996
[5 empty] | -24.75 | -70.25 | p_solar_Chile_CL198 | Chile | 11.236
[5 empty] | -25.25 | -70.25 | p_solar_Chile_CL199 | Chile | 15.9609
[5 empty] | -25.75 | -70.25 | p_solar_Chile_CL200 | Chile | 2.5962
[5 empty] | -26.25 | -70.25 | p_solar_Chile_CL201 | Chile | 7.1487
[5 empty] | -26.75 | -70.25 | p_solar_Chile_CL202 | Chile | 0.4718
[5 empty] | -27.25 | -70.25 | p_solar_Chile_CL203 | Chile | 0.64536
[5 empty] | -27.75 | -70.25 | p_solar_Chile_CL204 | Chile | 5.2572
[5 empty] | -28.25 | -70.25 | p_solar_Chile_CL205 | Chile | 17.5162
[5 empty] | -28.75 | -70.25 | p_solar_Chile_CL206 | Chile | 13.3322
[5 empty] | -29.25 | -70.25 | p_solar_Chile_CL207 | Chile | 9.5317
[5 empty] | -29.75 | -70.25 | p_solar_Chile_CL208 | Chile | 13.3632
[5 empty] | -30.25 | -70.25 | p_solar_Chile_CL209 | Chile | 37.6591
[5 empty] | -32.75 | -70.25 | p_solar_Chile_CL210 | Chile | 0.41196
[5 empty] | -33.25 | -70.25 | p_solar_Chile_CL211 | Chile | 2.9699
[5 empty] | -33.75 | -70.25 | p_solar_Chile_CL212 | Chile | 8.9928
[5 empty] | -34.25 | -70.25 | p_solar_Chile_CL213 | Chile | 12.2121
[5 empty] | -17.75 | -69.75 | p_solar_Chile_CL219 | Chile | 76.304
[5 empty] | -18.25 | -69.75 | p_solar_Chile_CL220 | Chile | 21.6917
[5 empty] | -18.75 | -69.75 | p_solar_Chile_CL221 | Chile | 32.9234
[5 empty] | -19.25 | -69.75 | p_solar_Chile_CL222 | Chile | 12.4747
[5 empty] | -19.75 | -69.75 | p_solar_Chile_CL223 | Chile | 3.3518
[5 empty] | -20.25 | -69.75 | p_solar_Chile_CL224 | Chile | 18.4536
[5 empty] | -20.75 | -69.75 | p_solar_Chile_CL225 | Chile | 17.4139
[5 empty] | -21.25 | -69.75 | p_solar_Chile_CL226 | Chile | 20.0835
[5 empty] | -21.75 | -69.75 | p_solar_Chile_CL227 | Chile | 0.49733
[5 empty] | -22.25 | -69.75 | p_solar_Chile_CL228 | Chile | 1.8136
[5 empty] | -22.75 | -69.75 | p_solar_Chile_CL229 | Chile | 0.65272
[5 empty] | -23.25 | -69.75 | p_solar_Chile_CL230 | Chile | 2.393
[5 empty] | -23.75 | -69.75 | p_solar_Chile_CL231 | Chile | 16.7639
[5 empty] | -24.25 | -69.75 | p_solar_Chile_CL232 | Chile | 36.1925
[5 empty] | -24.75 | -69.75 | p_solar_Chile_CL233 | Chile | 1.275
[5 empty] | -25.25 | -69.75 | p_solar_Chile_CL234 | Chile | 2.4515
[5 empty] | -25.75 | -69.75 | p_solar_Chile_CL235 | Chile | 5.1242
[5 empty] | -26.25 | -69.75 | p_solar_Chile_CL236 | Chile | 1.1057
[5 empty] | -26.75 | -69.75 | p_solar_Chile_CL237 | Chile | 11.7192
[5 empty] | -27.25 | -69.75 | p_solar_Chile_CL238 | Chile | 30.9464
[5 empty] | -27.75 | -69.75 | p_solar_Chile_CL239 | Chile | 17.5094
[5 empty] | -28.25 | -69.75 | p_solar_Chile_CL240 | Chile | 20.6317
[5 empty] | -28.75 | -69.75 | p_solar_Chile_CL241 | Chile | 43.7289
[5 empty] | -18.25 | -69.25 | p_solar_Chile_CL247 | Chile | 20.5457
[5 empty] | -18.75 | -69.25 | p_solar_Chile_CL248 | Chile | 42.2198
[5 empty] | -19.25 | -69.25 | p_solar_Chile_CL249 | Chile | 62.8205
[5 empty] | -19.75 | -69.25 | p_solar_Chile_CL250 | Chile | 8.4346
[5 empty] | -20.25 | -69.25 | p_solar_Chile_CL251 | Chile | 13.5452
[5 empty] | -20.75 | -69.25 | p_solar_Chile_CL252 | Chile | 21.236
[5 empty] | -21.25 | -69.25 | p_solar_Chile_CL253 | Chile | 8.4918
[5 empty] | -21.75 | -69.25 | p_solar_Chile_CL254 | Chile | 3.2988
[5 empty] | -22.25 | -69.25 | p_solar_Chile_CL255 | Chile | 4.5074
[5 empty] | -22.75 | -69.25 | p_solar_Chile_CL256 | Chile | 7.9076
[5 empty] | -23.25 | -69.25 | p_solar_Chile_CL257 | Chile | 1.7546
[5 empty] | -23.75 | -69.25 | p_solar_Chile_CL258 | Chile | 14.1025
[5 empty] | -24.25 | -69.25 | p_solar_Chile_CL259 | Chile | 8.8775
[5 empty] | -24.75 | -69.25 | p_solar_Chile_CL260 | Chile | 45.2216
[5 empty] | -25.25 | -69.25 | p_solar_Chile_CL261 | Chile | 52.7695
[5 empty] | -25.75 | -69.25 | p_solar_Chile_CL262 | Chile | 55.2347
[5 empty] | -26.25 | -69.25 | p_solar_Chile_CL263 | Chile | 26.5809
[5 empty] | -26.75 | -69.25 | p_solar_Chile_CL264 | Chile | 16.006
[5 empty] | -27.25 | -69.25 | p_solar_Chile_CL265 | Chile | 33.1706
[5 empty] | -27.75 | -69.25 | p_solar_Chile_CL266 | Chile | 31.8448
[5 empty] | -19.25 | -68.75 | p_solar_Chile_CL272 | Chile | 78.5645
[5 empty] | -19.75 | -68.75 | p_solar_Chile_CL273 | Chile | 46.2354
[5 empty] | -20.25 | -68.75 | p_solar_Chile_CL274 | Chile | 52.1467
[5 empty] | -20.75 | -68.75 | p_solar_Chile_CL275 | Chile | 31.8408
[5 empty] | -21.25 | -68.75 | p_solar_Chile_CL276 | Chile | 22.1551
[5 empty] | -21.75 | -68.75 | p_solar_Chile_CL277 | Chile | 24.2558
[5 empty] | -22.25 | -68.75 | p_solar_Chile_CL278 | Chile | 9.1756
[5 empty] | -22.75 | -68.75 | p_solar_Chile_CL279 | Chile | 7.6496
[5 empty] | -23.25 | -68.75 | p_solar_Chile_CL280 | Chile | 2.4605
[5 empty] | -23.75 | -68.75 | p_solar_Chile_CL281 | Chile | 16.761
[5 empty] | -24.25 | -68.75 | p_solar_Chile_CL282 | Chile | 41.4104
[5 empty] | -24.75 | -68.75 | p_solar_Chile_CL283 | Chile | 80.2007
[5 empty] | -25.25 | -68.75 | p_solar_Chile_CL284 | Chile | 103.0959
[5 empty] | -25.75 | -68.75 | p_solar_Chile_CL285 | Chile | 99.5216
[5 empty] | -26.25 | -68.75 | p_solar_Chile_CL286 | Chile | 73.533
[5 empty] | -26.75 | -68.75 | p_solar_Chile_CL287 | Chile | 42.1059
[5 empty] | -21.25 | -68.25 | p_solar_Chile_CL294 | Chile | 67.0731
[5 empty] | -21.75 | -68.25 | p_solar_Chile_CL295 | Chile | 74.428
[5 empty] | -22.25 | -68.25 | p_solar_Chile_CL296 | Chile | 42.4752
[5 empty] | -22.75 | -68.25 | p_solar_Chile_CL297 | Chile | 47.799
[5 empty] | -23.25 | -68.25 | p_solar_Chile_CL298 | Chile | 7.6613
[5 empty] | -23.75 | -68.25 | p_solar_Chile_CL299 | Chile | 16.0479
[5 empty] | -24.25 | -68.25 | p_solar_Chile_CL300 | Chile | 26.3289
[5 empty] | -23.25 | -67.75 | p_solar_Chile_CL301 | Chile | 52.8834
[5 empty] | -23.75 | -67.75 | p_solar_Chile_CL302 | Chile | 48.7998
[5 empty] | -23.25 | -67.25 | p_solar_Chile_CL304 | Chile | 103.7942
[5 empty] | -19.75 | -60.25 | p_solar_Paraguay_PY29 | Paraguay | 246.5605
[5 empty] | -20.25 | -60.25 | p_solar_Paraguay_PY30 | Paraguay | 192.7517
[5 empty] | -20.75 | -60.25 | p_solar_Paraguay_PY31 | Paraguay | 140.1467
[5 empty] | -19.75 | -59.75 | p_solar_Paraguay_PY38 | Paraguay | 262.4036
[5 empty] | -20.25 | -59.75 | p_solar_Paraguay_PY39 | Paraguay | 212.5808
[5 empty] | -20.75 | -59.75 | p_solar_Paraguay_PY40 | Paraguay | 161.8081
[5 empty] | -21.25 | -59.75 | p_solar_Paraguay_PY41 | Paraguay | 108.5177
[5 empty] | -21.75 | -59.75 | p_solar_Paraguay_PY42 | Paraguay | 59.1529
[5 empty] | -22.25 | -59.75 | p_solar_Paraguay_PY43 | Paraguay | 8.624
[5 empty] | -19.75 | -59.25 | p_solar_Paraguay_PY47 | Paraguay | 268.5818
[5 empty] | -20.25 | -59.25 | p_solar_Paraguay_PY48 | Paraguay | 213.2313
[5 empty] | -20.75 | -59.25 | p_solar_Paraguay_PY49 | Paraguay | 157.8776
[5 empty] | -21.25 | -59.25 | p_solar_Paraguay_PY50 | Paraguay | 102.5207
[5 empty] | -21.75 | -59.25 | p_solar_Paraguay_PY51 | Paraguay | 47.1606
[5 empty] | -22.25 | -59.25 | p_solar_Paraguay_PY52 | Paraguay | 8.2029
[5 empty] | -22.75 | -59.25 | p_solar_Paraguay_PY53 | Paraguay | 57.7708
[5 empty] | -23.25 | -59.25 | p_solar_Paraguay_PY54 | Paraguay | 107.64
[5 empty] | -19.75 | -58.75 | p_solar_Paraguay_PY57 | Paraguay | 268.9657
[5 empty] | -20.25 | -58.75 | p_solar_Paraguay_PY58 | Paraguay | 213.6149
[5 empty] | -20.75 | -58.75 | p_solar_Paraguay_PY59 | Paraguay | 158.2609
[5 empty] | -21.25 | -58.75 | p_solar_Paraguay_PY60 | Paraguay | 102.9037
[5 empty] | -21.75 | -58.75 | p_solar_Paraguay_PY61 | Paraguay | 47.5432
[5 empty] | -22.25 | -58.75 | p_solar_Paraguay_PY62 | Paraguay | 7.8206
[5 empty] | -22.75 | -58.75 | p_solar_Paraguay_PY63 | Paraguay | 63.1878
[5 empty] | -23.25 | -58.75 | p_solar_Paraguay_PY64 | Paraguay | 118.5584
[5 empty] | -23.75 | -58.75 | p_solar_Paraguay_PY65 | Paraguay | 141.8196
[5 empty] | -20.25 | -58.25 | p_solar_Paraguay_PY68 | Paraguay | 213.9893
[5 empty] | -20.75 | -58.25 | p_solar_Paraguay_PY69 | Paraguay | 158.635
[5 empty] | -21.25 | -58.25 | p_solar_Paraguay_PY70 | Paraguay | 103.2776
[5 empty] | -21.75 | -58.25 | p_solar_Paraguay_PY71 | Paraguay | 47.9168
[5 empty] | -22.25 | -58.25 | p_solar_Paraguay_PY72 | Paraguay | 7.4472
[5 empty] | -22.75 | -58.25 | p_solar_Paraguay_PY73 | Paraguay | 62.8136
[5 empty] | -23.25 | -58.25 | p_solar_Paraguay_PY74 | Paraguay | 89.3464
[5 empty] | -23.75 | -58.25 | p_solar_Paraguay_PY75 | Paraguay | 93.0997
[5 empty] | -24.25 | -58.25 | p_solar_Paraguay_PY76 | Paraguay | 84.8213
[5 empty] | -24.75 | -58.25 | p_solar_Paraguay_PY77 | Paraguay | 59.5905
[5 empty] | -22.25 | -57.75 | p_solar_Paraguay_PY79 | Paraguay | 2.4036
[5 empty] | -22.75 | -57.75 | p_solar_Paraguay_PY80 | Paraguay | 45.4322
[5 empty] | -23.25 | -57.75 | p_solar_Paraguay_PY81 | Paraguay | 41.5051
[5 empty] | -23.75 | -57.75 | p_solar_Paraguay_PY82 | Paraguay | 48.8484
[5 empty] | -24.25 | -57.75 | p_solar_Paraguay_PY83 | Paraguay | 53.3963
[5 empty] | -24.75 | -57.75 | p_solar_Paraguay_PY84 | Paraguay | 12.2826
[5 empty] | -25.75 | -57.75 | p_solar_Paraguay_PY85 | Paraguay | 12.0696
[5 empty] | -22.25 | -57.25 | p_solar_Paraguay_PY89 | Paraguay | 29.9727
[5 empty] | -22.75 | -57.25 | p_solar_Paraguay_PY90 | Paraguay | 5.405
[5 empty] | -23.25 | -57.25 | p_solar_Paraguay_PY91 | Paraguay | 19.2933
[5 empty] | -23.75 | -57.25 | p_solar_Paraguay_PY92 | Paraguay | 19.6417
[5 empty] | -24.25 | -57.25 | p_solar_Paraguay_PY93 | Paraguay | 33.8505
[5 empty] | -24.75 | -57.25 | p_solar_Paraguay_PY94 | Paraguay | 0.1062
[5 empty] | -25.25 | -57.25 | p_solar_Paraguay_PY95 | Paraguay | 1.917
[5 empty] | -25.75 | -57.25 | p_solar_Paraguay_PY96 | Paraguay | 0.00089872
[5 empty] | -26.25 | -57.25 | p_solar_Paraguay_PY97 | Paraguay | 24.5236
[5 empty] | -22.25 | -56.75 | p_solar_Paraguay_PY100 | Paraguay | 65.296
[5 empty] | -22.75 | -56.75 | p_solar_Paraguay_PY101 | Paraguay | 41.2293
[5 empty] | -23.25 | -56.75 | p_solar_Paraguay_PY102 | Paraguay | 1.3907
[5 empty] | -23.75 | -56.75 | p_solar_Paraguay_PY103 | Paraguay | 20.5267
[5 empty] | -24.25 | -56.75 | p_solar_Paraguay_PY104 | Paraguay | 14.7052
[5 empty] | -24.75 | -56.75 | p_solar_Paraguay_PY105 | Paraguay | 24.9421
[5 empty] | -25.25 | -56.75 | p_solar_Paraguay_PY106 | Paraguay | 12.6137
[5 empty] | -25.75 | -56.75 | p_solar_Paraguay_PY107 | Paraguay | 5.7119
[5 empty] | -26.25 | -56.75 | p_solar_Paraguay_PY108 | Paraguay | 2.8434
[5 empty] | -22.25 | -56.25 | p_solar_Paraguay_PY111 | Paraguay | 55.3649
[5 empty] | -22.75 | -56.25 | p_solar_Paraguay_PY112 | Paraguay | 0.99411
[5 empty] | -23.25 | -56.25 | p_solar_Paraguay_PY113 | Paraguay | 25.3584
[5 empty] | -23.75 | -56.25 | p_solar_Paraguay_PY114 | Paraguay | 5.1801
[5 empty] | -24.25 | -56.25 | p_solar_Paraguay_PY115 | Paraguay | 2.523
[5 empty] | -24.75 | -56.25 | p_solar_Paraguay_PY116 | Paraguay | 2.7854
[5 empty] | -25.25 | -56.25 | p_solar_Paraguay_PY117 | Paraguay | 8.7854
[5 empty] | -25.75 | -56.25 | p_solar_Paraguay_PY118 | Paraguay | 2.1092
[5 empty] | -26.25 | -56.25 | p_solar_Paraguay_PY119 | Paraguay | 15.4385
[5 empty] | -22.75 | -55.75 | p_solar_Paraguay_PY122 | Paraguay | 5.6501
[5 empty] | -23.25 | -55.75 | p_solar_Paraguay_PY123 | Paraguay | 7.8145
[5 empty] | -23.75 | -55.75 | p_solar_Paraguay_PY124 | Paraguay | 20.395
[5 empty] | -24.25 | -55.75 | p_solar_Paraguay_PY125 | Paraguay | 7.1672
[5 empty] | -24.75 | -55.75 | p_solar_Paraguay_PY126 | Paraguay | 25.263
[5 empty] | -25.25 | -55.75 | p_solar_Paraguay_PY127 | Paraguay | 9.9701
[5 empty] | -25.75 | -55.75 | p_solar_Paraguay_PY128 | Paraguay | 10.9491
[5 empty] | -26.25 | -55.75 | p_solar_Paraguay_PY129 | Paraguay | 16.7267
[5 empty] | -24.75 | -55.25 | p_solar_Paraguay_PY133 | Paraguay | 4.2001
[5 empty] | -30.75 | -57.75 | p_solar_Uruguay_UY3 | Uruguay | 19.9226
[5 empty] | -31.75 | -57.75 | p_solar_Uruguay_UY5 | Uruguay | 15.0619
[5 empty] | -32.25 | -57.75 | p_solar_Uruguay_UY6 | Uruguay | 19.1396
[5 empty] | -32.75 | -57.75 | p_solar_Uruguay_UY7 | Uruguay | 1.6888
[5 empty] | -33.25 | -57.75 | p_solar_Uruguay_UY8 | Uruguay | 19.4873
[5 empty] | -33.75 | -57.75 | p_solar_Uruguay_UY9 | Uruguay | 16.4929
[5 empty] | -34.25 | -57.75 | p_solar_Uruguay_UY10 | Uruguay | 8.6171
[5 empty] | -30.75 | -57.25 | p_solar_Uruguay_UY11 | Uruguay | 7.9634
[5 empty] | -31.25 | -57.25 | p_solar_Uruguay_UY12 | Uruguay | 22.7959
[5 empty] | -31.75 | -57.25 | p_solar_Uruguay_UY13 | Uruguay | 20.7814
[5 empty] | -32.25 | -57.25 | p_solar_Uruguay_UY14 | Uruguay | 12.9306
[5 empty] | -32.75 | -57.25 | p_solar_Uruguay_UY15 | Uruguay | 6.928
[5 empty] | -33.25 | -57.25 | p_solar_Uruguay_UY16 | Uruguay | 4.3972
[5 empty] | -33.75 | -57.25 | p_solar_Uruguay_UY17 | Uruguay | 18.6261
[5 empty] | -34.25 | -57.25 | p_solar_Uruguay_UY18 | Uruguay | 5.1488
[5 empty] | -30.25 | -56.75 | p_solar_Uruguay_UY19 | Uruguay | 17.7319
[5 empty] | -30.75 | -56.75 | p_solar_Uruguay_UY20 | Uruguay | 36.3988
[5 empty] | -31.25 | -56.75 | p_solar_Uruguay_UY21 | Uruguay | 33.8248
[5 empty] | -31.75 | -56.75 | p_solar_Uruguay_UY22 | Uruguay | 46.9105
[5 empty] | -32.25 | -56.75 | p_solar_Uruguay_UY23 | Uruguay | 43.8467
[5 empty] | -32.75 | -56.75 | p_solar_Uruguay_UY24 | Uruguay | 3.4607
[5 empty] | -33.25 | -56.75 | p_solar_Uruguay_UY25 | Uruguay | 19.3342
[5 empty] | -33.75 | -56.75 | p_solar_Uruguay_UY26 | Uruguay | 0.22557
[5 empty] | -34.25 | -56.75 | p_solar_Uruguay_UY27 | Uruguay | 6.3337
[5 empty] | -34.75 | -56.75 | p_solar_Uruguay_UY28 | Uruguay | 17.4892
[5 empty] | -30.75 | -56.25 | p_solar_Uruguay_UY29 | Uruguay | 3.9693
[5 empty] | -31.25 | -56.25 | p_solar_Uruguay_UY30 | Uruguay | 46.7523
[5 empty] | -31.75 | -56.25 | p_solar_Uruguay_UY31 | Uruguay | 6.6809
[5 empty] | -32.25 | -56.25 | p_solar_Uruguay_UY32 | Uruguay | 1.0993
[5 empty] | -32.75 | -56.25 | p_solar_Uruguay_UY33 | Uruguay | 15.9184
[5 empty] | -33.25 | -56.25 | p_solar_Uruguay_UY34 | Uruguay | 17.1714
[5 empty] | -33.75 | -56.25 | p_solar_Uruguay_UY35 | Uruguay | 3.514
[5 empty] | -34.25 | -56.25 | p_solar_Uruguay_UY36 | Uruguay | 2.4724
[5 empty] | -34.75 | -56.25 | p_solar_Uruguay_UY37 | Uruguay | 0.12615
[5 empty] | -31.75 | -55.75 | p_solar_Uruguay_UY39 | Uruguay | 1.2043
[5 empty] | -32.25 | -55.75 | p_solar_Uruguay_UY40 | Uruguay | 41.1925
[5 empty] | -32.75 | -55.75 | p_solar_Uruguay_UY41 | Uruguay | 1.7555
[5 empty] | -33.25 | -55.75 | p_solar_Uruguay_UY42 | Uruguay | 7.2694
[5 empty] | -33.75 | -55.75 | p_solar_Uruguay_UY43 | Uruguay | 29.8551
[5 empty] | -34.25 | -55.75 | p_solar_Uruguay_UY44 | Uruguay | 1.013
[5 empty] | -34.75 | -55.75 | p_solar_Uruguay_UY45 | Uruguay | 0.15654
[5 empty] | -31.25 | -55.25 | p_solar_Uruguay_UY46 | Uruguay | 33.5896
[5 empty] | -31.75 | -55.25 | p_solar_Uruguay_UY47 | Uruguay | 23.9964
[5 empty] | -32.25 | -55.25 | p_solar_Uruguay_UY48 | Uruguay | 45.122
[5 empty] | -33.25 | -55.25 | p_solar_Uruguay_UY50 | Uruguay | 0.27359
[5 empty] | -33.75 | -55.25 | p_solar_Uruguay_UY51 | Uruguay | 30.5181
[5 empty] | -34.25 | -55.25 | p_solar_Uruguay_UY52 | Uruguay | 13.9506
[5 empty] | -34.75 | -55.25 | p_solar_Uruguay_UY53 | Uruguay | 1.6256
[5 empty] | -32.25 | -54.75 | p_solar_Uruguay_UY55 | Uruguay | 48.8571
[5 empty] | -33.75 | -54.75 | p_solar_Uruguay_UY58 | Uruguay | 37.8472
[5 empty] | -34.25 | -54.75 | p_solar_Uruguay_UY59 | Uruguay | 15.1753
[5 empty] | -34.75 | -54.75 | p_solar_Uruguay_UY60 | Uruguay | 1.3562
[5 empty] | -32.25 | -54.25 | p_solar_Uruguay_UY61 | Uruguay | 8.2008
[5 empty] | -32.75 | -54.25 | p_solar_Uruguay_UY62 | Uruguay | 1.8406
[5 empty] | -33.25 | -54.25 | p_solar_Uruguay_UY63 | Uruguay | 0.042699
[5 empty] | -33.75 | -54.25 | p_solar_Uruguay_UY64 | Uruguay | 9.2828
[5 empty] | -34.25 | -54.25 | p_solar_Uruguay_UY65 | Uruguay | 20.0141
[5 empty] | -32.25 | -53.75 | p_solar_Uruguay_UY66 | Uruguay | 38.0861
[5 empty] | -32.75 | -53.75 | p_solar_Uruguay_UY67 | Uruguay | 1.1139
[5 empty] | -33.25 | -53.75 | p_solar_Uruguay_UY68 | Uruguay | 4.6384
[5 empty] | -33.75 | -53.75 | p_solar_Uruguay_UY69 | Uruguay | 15.8313

## Supp. Figure 15
Latitude | Longitude | project | load_zone | cf_vestas_2 | cf_vestas_7 | cf_vestas_3 | cf_siemens_36 | cf_siemens_23 | cf_GE_25 | cf_GE_15 | cf_gamesa_2 | cf_enercon_7 | cf_enercon_3
-50.75 | -71.75 | p_wind_Argentina_AR30 | Argentina | 0.62415 | 0.57997 | 0.53048 | 0.56528 | 0.58643 | 0.61319 | 0.58905 | 0.54075 | 0.54267 | 0.63451
-51.25 | -71.75 | p_wind_Argentina_AR31 | Argentina | 0.63404 | 0.59083 | 0.54165 | 0.57604 | 0.59679 | 0.6234 | 0.59932 | 0.55145 | 0.55391 | 0.64454
-51.75 | -71.75 | p_wind_Argentina_AR32 | Argentina | 0.63765 | 0.59501 | 0.54632 | 0.58059 | 0.60133 | 0.62714 | 0.60377 | 0.55642 | 0.55782 | 0.64737
-50.25 | -71.25 | p_wind_Argentina_AR54 | Argentina | 0.6246 | 0.57997 | 0.52921 | 0.56519 | 0.58721 | 0.61361 | 0.58978 | 0.54045 | 0.54076 | 0.63451
-50.75 | -71.25 | p_wind_Argentina_AR55 | Argentina | 0.62783 | 0.58277 | 0.53198 | 0.56759 | 0.5894 | 0.61669 | 0.59231 | 0.54273 | 0.54409 | 0.63814
-51.25 | -71.25 | p_wind_Argentina_AR56 | Argentina | 0.63754 | 0.59387 | 0.54428 | 0.57905 | 0.60031 | 0.62677 | 0.60317 | 0.55479 | 0.55574 | 0.64718
-51.75 | -71.25 | p_wind_Argentina_AR57 | Argentina | 0.64459 | 0.60173 | 0.55264 | 0.58719 | 0.60828 | 0.63404 | 0.61093 | 0.56314 | 0.56363 | 0.65379
-44.75 | -70.75 | p_wind_Argentina_AR74 | Argentina | 0.6075 | 0.56169 | 0.51081 | 0.54686 | 0.56929 | 0.59611 | 0.57245 | 0.52257 | 0.52193 | 0.61675
-45.25 | -70.75 | p_wind_Argentina_AR75 | Argentina | 0.60828 | 0.56229 | 0.51101 | 0.54716 | 0.56955 | 0.59688 | 0.57273 | 0.5225 | 0.52267 | 0.6181
-45.75 | -70.75 | p_wind_Argentina_AR76 | Argentina | 0.61622 | 0.57073 | 0.51938 | 0.55607 | 0.57894 | 0.60501 | 0.58191 | 0.53179 | 0.52981 | 0.62492
-46.25 | -70.75 | p_wind_Argentina_AR77 | Argentina | 0.59918 | 0.55371 | 0.50336 | 0.5399 | 0.56294 | 0.58788 | 0.56586 | 0.51655 | 0.5126 | 0.60668
-46.75 | -70.75 | p_wind_Argentina_AR78 | Argentina | 0.56732 | 0.52093 | 0.4719 | 0.50763 | 0.53035 | 0.55556 | 0.53353 | 0.48497 | 0.48126 | 0.57465
-47.25 | -70.75 | p_wind_Argentina_AR79 | Argentina | 0.58351 | 0.53668 | 0.48625 | 0.52276 | 0.5459 | 0.57171 | 0.54917 | 0.49943 | 0.49593 | 0.59125
-47.75 | -70.75 | p_wind_Argentina_AR80 | Argentina | 0.61447 | 0.56821 | 0.51589 | 0.55349 | 0.57697 | 0.60306 | 0.57993 | 0.52899 | 0.52602 | 0.623
-48.25 | -70.75 | p_wind_Argentina_AR81 | Argentina | 0.64772 | 0.6036 | 0.55144 | 0.58919 | 0.61244 | 0.63704 | 0.61464 | 0.56451 | 0.56085 | 0.65582
-48.75 | -70.75 | p_wind_Argentina_AR82 | Argentina | 0.66292 | 0.62129 | 0.57104 | 0.60783 | 0.63027 | 0.65291 | 0.63181 | 0.58389 | 0.57948 | 0.6702
-49.25 | -70.75 | p_wind_Argentina_AR83 | Argentina | 0.6406 | 0.59846 | 0.54892 | 0.58487 | 0.60679 | 0.63039 | 0.60861 | 0.56099 | 0.55837 | 0.64874
-49.75 | -70.75 | p_wind_Argentina_AR84 | Argentina | 0.61612 | 0.57176 | 0.52117 | 0.55714 | 0.57922 | 0.60525 | 0.5818 | 0.53266 | 0.53239 | 0.62582
-50.25 | -70.75 | p_wind_Argentina_AR85 | Argentina | 0.60997 | 0.56359 | 0.5118 | 0.54824 | 0.57071 | 0.59848 | 0.57381 | 0.52314 | 0.52406 | 0.62041
-50.75 | -70.75 | p_wind_Argentina_AR86 | Argentina | 0.61338 | 0.56676 | 0.51501 | 0.55116 | 0.57344 | 0.60178 | 0.57671 | 0.52594 | 0.5277 | 0.6241
-51.25 | -70.75 | p_wind_Argentina_AR87 | Argentina | 0.62121 | 0.57593 | 0.5254 | 0.56067 | 0.58237 | 0.60996 | 0.58557 | 0.53602 | 0.53756 | 0.63144
-51.75 | -70.75 | p_wind_Argentina_AR88 | Argentina | 0.62301 | 0.57865 | 0.52922 | 0.56381 | 0.58503 | 0.61198 | 0.58805 | 0.53958 | 0.54105 | 0.6329
-44.25 | -70.25 | p_wind_Argentina_AR112 | Argentina | 0.60632 | 0.55958 | 0.50753 | 0.54499 | 0.56867 | 0.59473 | 0.57191 | 0.52088 | 0.51738 | 0.61431
-44.75 | -70.25 | p_wind_Argentina_AR113 | Argentina | 0.60556 | 0.55841 | 0.50588 | 0.54316 | 0.56656 | 0.59389 | 0.57001 | 0.51848 | 0.51687 | 0.61472
-45.25 | -70.25 | p_wind_Argentina_AR114 | Argentina | 0.60069 | 0.55361 | 0.50137 | 0.5385 | 0.56185 | 0.58903 | 0.56532 | 0.51404 | 0.51225 | 0.60973
-45.75 | -70.25 | p_wind_Argentina_AR115 | Argentina | 0.61393 | 0.56788 | 0.51581 | 0.55317 | 0.57669 | 0.60261 | 0.57986 | 0.52901 | 0.52566 | 0.62208
-46.25 | -70.25 | p_wind_Argentina_AR116 | Argentina | 0.60694 | 0.56115 | 0.50979 | 0.5469 | 0.57028 | 0.59563 | 0.57328 | 0.5231 | 0.51926 | 0.6147
-46.75 | -70.25 | p_wind_Argentina_AR117 | Argentina | 0.57163 | 0.52425 | 0.47393 | 0.51026 | 0.53339 | 0.55966 | 0.53688 | 0.487 | 0.4839 | 0.57949
-47.25 | -70.25 | p_wind_Argentina_AR118 | Argentina | 0.58523 | 0.5372 | 0.48548 | 0.52271 | 0.54644 | 0.57313 | 0.55008 | 0.49895 | 0.49544 | 0.59314
-47.75 | -70.25 | p_wind_Argentina_AR119 | Argentina | 0.62904 | 0.58222 | 0.5283 | 0.56712 | 0.59147 | 0.61758 | 0.59443 | 0.54212 | 0.53814 | 0.6373
-48.25 | -70.25 | p_wind_Argentina_AR120 | Argentina | 0.65448 | 0.60945 | 0.55557 | 0.59457 | 0.61864 | 0.64364 | 0.62085 | 0.56919 | 0.56514 | 0.66276
-48.75 | -70.25 | p_wind_Argentina_AR121 | Argentina | 0.65639 | 0.61286 | 0.56028 | 0.59842 | 0.62172 | 0.64595 | 0.62351 | 0.5733 | 0.56987 | 0.66476
-49.25 | -70.25 | p_wind_Argentina_AR122 | Argentina | 0.62711 | 0.58295 | 0.53148 | 0.56845 | 0.5911 | 0.6164 | 0.59332 | 0.54363 | 0.54212 | 0.63629
-49.75 | -70.25 | p_wind_Argentina_AR123 | Argentina | 0.60142 | 0.55567 | 0.50423 | 0.54062 | 0.56311 | 0.59017 | 0.56606 | 0.51583 | 0.51605 | 0.61155
-50.25 | -70.25 | p_wind_Argentina_AR124 | Argentina | 0.60381 | 0.55679 | 0.50444 | 0.54124 | 0.56407 | 0.59216 | 0.56735 | 0.51603 | 0.51676 | 0.61422
-50.75 | -70.25 | p_wind_Argentina_AR125 | Argentina | 0.61436 | 0.56738 | 0.51486 | 0.55169 | 0.5745 | 0.60272 | 0.57778 | 0.52632 | 0.52725 | 0.62478
-51.25 | -70.25 | p_wind_Argentina_AR126 | Argentina | 0.61078 | 0.56458 | 0.51334 | 0.54918 | 0.57136 | 0.59932 | 0.57469 | 0.52434 | 0.52565 | 0.62109
-51.75 | -70.25 | p_wind_Argentina_AR127 | Argentina | 0.60847 | 0.5632 | 0.51327 | 0.5482 | 0.56975 | 0.59722 | 0.57295 | 0.52383 | 0.52544 | 0.61868
-40.75 | -69.75 | p_wind_Argentina_AR151 | Argentina | 0.46857 | 0.41846 | 0.37251 | 0.40621 | 0.42848 | 0.45524 | 0.43285 | 0.3853 | 0.38264 | 0.4754
-41.25 | -69.75 | p_wind_Argentina_AR152 | Argentina | 0.49607 | 0.44592 | 0.39786 | 0.43288 | 0.45598 | 0.48293 | 0.46039 | 0.41123 | 0.4078 | 0.50302
-43.75 | -69.75 | p_wind_Argentina_AR157 | Argentina | 0.5996 | 0.55317 | 0.50202 | 0.53938 | 0.56315 | 0.58801 | 0.5662 | 0.51599 | 0.51077 | 0.6064
-44.25 | -69.75 | p_wind_Argentina_AR158 | Argentina | 0.62924 | 0.58318 | 0.53041 | 0.56864 | 0.59281 | 0.61796 | 0.59583 | 0.54446 | 0.53932 | 0.63646
-44.75 | -69.75 | p_wind_Argentina_AR159 | Argentina | 0.62356 | 0.57667 | 0.52312 | 0.56157 | 0.58586 | 0.61208 | 0.58913 | 0.53691 | 0.53287 | 0.63158
-45.25 | -69.75 | p_wind_Argentina_AR160 | Argentina | 0.60859 | 0.56165 | 0.50894 | 0.5469 | 0.57102 | 0.59703 | 0.57439 | 0.52276 | 0.51849 | 0.61636
-45.75 | -69.75 | p_wind_Argentina_AR161 | Argentina | 0.60782 | 0.56136 | 0.50905 | 0.54672 | 0.57062 | 0.59639 | 0.57389 | 0.5227 | 0.51856 | 0.61559
-46.25 | -69.75 | p_wind_Argentina_AR162 | Argentina | 0.60117 | 0.55483 | 0.50313 | 0.54039 | 0.56392 | 0.58972 | 0.56708 | 0.51644 | 0.51289 | 0.60915
-46.75 | -69.75 | p_wind_Argentina_AR163 | Argentina | 0.57192 | 0.52433 | 0.47379 | 0.51033 | 0.53368 | 0.5599 | 0.5372 | 0.48707 | 0.48362 | 0.5796
-47.25 | -69.75 | p_wind_Argentina_AR164 | Argentina | 0.59496 | 0.54674 | 0.49442 | 0.53225 | 0.55648 | 0.58284 | 0.56015 | 0.50848 | 0.50385 | 0.60224
-47.75 | -69.75 | p_wind_Argentina_AR165 | Argentina | 0.65433 | 0.60834 | 0.55381 | 0.59347 | 0.61832 | 0.64321 | 0.62087 | 0.56836 | 0.56259 | 0.66167
-48.25 | -69.75 | p_wind_Argentina_AR166 | Argentina | 0.67726 | 0.6333 | 0.57909 | 0.61872 | 0.64308 | 0.6668 | 0.64479 | 0.59327 | 0.58772 | 0.68477
-48.75 | -69.75 | p_wind_Argentina_AR167 | Argentina | 0.66798 | 0.62434 | 0.57065 | 0.60969 | 0.63349 | 0.65761 | 0.63509 | 0.58404 | 0.58016 | 0.6763
-49.25 | -69.75 | p_wind_Argentina_AR168 | Argentina | 0.62667 | 0.58133 | 0.52835 | 0.5663 | 0.58961 | 0.6157 | 0.59198 | 0.54081 | 0.53943 | 0.63619
-49.75 | -69.75 | p_wind_Argentina_AR169 | Argentina | 0.59383 | 0.54714 | 0.49495 | 0.53187 | 0.55478 | 0.58232 | 0.55789 | 0.5068 | 0.50699 | 0.60403
-50.25 | -69.75 | p_wind_Argentina_AR170 | Argentina | 0.59867 | 0.55153 | 0.49909 | 0.53625 | 0.55947 | 0.587 | 0.56276 | 0.51129 | 0.51071 | 0.6083
-50.75 | -69.75 | p_wind_Argentina_AR171 | Argentina | 0.61343 | 0.5666 | 0.51405 | 0.55146 | 0.57489 | 0.60186 | 0.57809 | 0.52661 | 0.52507 | 0.62244
-51.25 | -69.75 | p_wind_Argentina_AR172 | Argentina | 0.60468 | 0.55817 | 0.50663 | 0.54316 | 0.56605 | 0.59316 | 0.56936 | 0.51867 | 0.51792 | 0.61394
-51.75 | -69.75 | p_wind_Argentina_AR173 | Argentina | 0.60018 | 0.5543 | 0.50374 | 0.53939 | 0.56158 | 0.58879 | 0.56486 | 0.51508 | 0.51546 | 0.60991
-39.75 | -69.25 | p_wind_Argentina_AR197 | Argentina | 0.44317 | 0.39672 | 0.35362 | 0.38562 | 0.40665 | 0.43105 | 0.41032 | 0.36589 | 0.36304 | 0.44976
-40.25 | -69.25 | p_wind_Argentina_AR198 | Argentina | 0.50097 | 0.45087 | 0.40224 | 0.43785 | 0.4613 | 0.48792 | 0.46556 | 0.41595 | 0.41197 | 0.50765
-40.75 | -69.25 | p_wind_Argentina_AR199 | Argentina | 0.52863 | 0.47788 | 0.42709 | 0.46387 | 0.48798 | 0.51552 | 0.49242 | 0.44104 | 0.43713 | 0.53584
-41.25 | -69.25 | p_wind_Argentina_AR200 | Argentina | 0.51678 | 0.46695 | 0.41778 | 0.45341 | 0.47676 | 0.50386 | 0.48111 | 0.43122 | 0.42778 | 0.52402
-43.25 | -69.25 | p_wind_Argentina_AR204 | Argentina | 0.56564 | 0.51906 | 0.46996 | 0.506 | 0.52904 | 0.55381 | 0.53218 | 0.48346 | 0.47887 | 0.57234
-43.75 | -69.25 | p_wind_Argentina_AR205 | Argentina | 0.60887 | 0.56333 | 0.51222 | 0.54939 | 0.57288 | 0.59762 | 0.57576 | 0.52582 | 0.52119 | 0.61605
-44.25 | -69.25 | p_wind_Argentina_AR206 | Argentina | 0.63358 | 0.58839 | 0.53631 | 0.5742 | 0.5981 | 0.62253 | 0.60091 | 0.55032 | 0.54479 | 0.64039
-44.75 | -69.25 | p_wind_Argentina_AR207 | Argentina | 0.64332 | 0.5982 | 0.54535 | 0.58393 | 0.60831 | 0.63238 | 0.61107 | 0.55992 | 0.55336 | 0.64979
-45.25 | -69.25 | p_wind_Argentina_AR208 | Argentina | 0.62252 | 0.57707 | 0.52498 | 0.56325 | 0.58768 | 0.61144 | 0.59057 | 0.53988 | 0.5326 | 0.62855
-45.75 | -69.25 | p_wind_Argentina_AR209 | Argentina | 0.60732 | 0.56108 | 0.50894 | 0.54693 | 0.57115 | 0.59596 | 0.57428 | 0.5233 | 0.5175 | 0.61414
-46.25 | -69.25 | p_wind_Argentina_AR210 | Argentina | 0.59558 | 0.54869 | 0.4966 | 0.53414 | 0.55792 | 0.58399 | 0.56116 | 0.51005 | 0.50652 | 0.60362
-46.75 | -69.25 | p_wind_Argentina_AR211 | Argentina | 0.57258 | 0.52517 | 0.47452 | 0.51124 | 0.53468 | 0.56065 | 0.53808 | 0.48791 | 0.48425 | 0.58017
-47.25 | -69.25 | p_wind_Argentina_AR212 | Argentina | 0.60839 | 0.56123 | 0.50912 | 0.54711 | 0.57131 | 0.59661 | 0.57449 | 0.52334 | 0.518 | 0.61522
-47.75 | -69.25 | p_wind_Argentina_AR213 | Argentina | 0.6702 | 0.62584 | 0.57228 | 0.61162 | 0.63607 | 0.65951 | 0.63807 | 0.58685 | 0.58022 | 0.67679
-48.25 | -69.25 | p_wind_Argentina_AR214 | Argentina | 0.68476 | 0.64183 | 0.58844 | 0.6277 | 0.65172 | 0.67457 | 0.65311 | 0.60252 | 0.59664 | 0.69184
-48.75 | -69.25 | p_wind_Argentina_AR215 | Argentina | 0.66984 | 0.62603 | 0.57207 | 0.61134 | 0.6353 | 0.65942 | 0.63687 | 0.58557 | 0.58159 | 0.67808
-49.25 | -69.25 | p_wind_Argentina_AR216 | Argentina | 0.6281 | 0.58213 | 0.52827 | 0.56692 | 0.59074 | 0.61699 | 0.5931 | 0.54109 | 0.53935 | 0.63755
-49.75 | -69.25 | p_wind_Argentina_AR217 | Argentina | 0.59296 | 0.54575 | 0.49285 | 0.5304 | 0.5538 | 0.58134 | 0.55689 | 0.50511 | 0.50477 | 0.60296
-50.25 | -69.25 | p_wind_Argentina_AR218 | Argentina | 0.59075 | 0.54384 | 0.4919 | 0.52943 | 0.55316 | 0.57911 | 0.55629 | 0.50525 | 0.50197 | 0.59874
-50.75 | -69.25 | p_wind_Argentina_AR219 | Argentina | 0.60406 | 0.55785 | 0.50625 | 0.54417 | 0.56844 | 0.59263 | 0.5714 | 0.52078 | 0.51442 | 0.61018
-51.25 | -69.25 | p_wind_Argentina_AR220 | Argentina | 0.60251 | 0.55643 | 0.50522 | 0.54271 | 0.5667 | 0.59111 | 0.56978 | 0.51945 | 0.51362 | 0.60886
-51.75 | -69.25 | p_wind_Argentina_AR221 | Argentina | 0.59992 | 0.55393 | 0.50297 | 0.53974 | 0.56302 | 0.58854 | 0.56616 | 0.51603 | 0.51275 | 0.60767
-39.25 | -68.75 | p_wind_Argentina_AR246 | Argentina | 0.42821 | 0.38256 | 0.34021 | 0.37149 | 0.39195 | 0.41634 | 0.39549 | 0.3518 | 0.3502 | 0.43539
-39.75 | -68.75 | p_wind_Argentina_AR247 | Argentina | 0.46917 | 0.42152 | 0.37644 | 0.40983 | 0.4318 | 0.45675 | 0.4356 | 0.38932 | 0.38582 | 0.47556
-40.25 | -68.75 | p_wind_Argentina_AR248 | Argentina | 0.52673 | 0.47711 | 0.4275 | 0.46369 | 0.48737 | 0.51391 | 0.49151 | 0.44132 | 0.4371 | 0.53344
-40.75 | -68.75 | p_wind_Argentina_AR249 | Argentina | 0.55881 | 0.50905 | 0.45722 | 0.49488 | 0.51947 | 0.54614 | 0.52363 | 0.47176 | 0.46644 | 0.5655
-41.25 | -68.75 | p_wind_Argentina_AR250 | Argentina | 0.52197 | 0.47261 | 0.42376 | 0.45932 | 0.48264 | 0.50917 | 0.48691 | 0.43736 | 0.43327 | 0.52871
-41.75 | -68.75 | p_wind_Argentina_AR251 | Argentina | 0.55537 | 0.50696 | 0.45688 | 0.49353 | 0.51734 | 0.54302 | 0.52113 | 0.47104 | 0.46573 | 0.56181
-42.75 | -68.75 | p_wind_Argentina_AR253 | Argentina | 0.59093 | 0.54541 | 0.49556 | 0.53235 | 0.55574 | 0.57955 | 0.5585 | 0.50957 | 0.50377 | 0.5972
-43.25 | -68.75 | p_wind_Argentina_AR254 | Argentina | 0.57994 | 0.5337 | 0.4838 | 0.52015 | 0.54324 | 0.56831 | 0.54631 | 0.49709 | 0.49309 | 0.58714
-43.75 | -68.75 | p_wind_Argentina_AR255 | Argentina | 0.57337 | 0.52638 | 0.47555 | 0.51203 | 0.53515 | 0.56162 | 0.53859 | 0.48835 | 0.48601 | 0.58174
-44.25 | -68.75 | p_wind_Argentina_AR256 | Argentina | 0.58349 | 0.53617 | 0.48477 | 0.52174 | 0.54534 | 0.57167 | 0.54892 | 0.49812 | 0.49466 | 0.59131
-44.75 | -68.75 | p_wind_Argentina_AR257 | Argentina | 0.59949 | 0.55278 | 0.50095 | 0.53842 | 0.56226 | 0.58791 | 0.56563 | 0.51472 | 0.51026 | 0.60687
-45.25 | -68.75 | p_wind_Argentina_AR258 | Argentina | 0.59235 | 0.54641 | 0.49554 | 0.533 | 0.55707 | 0.58096 | 0.56021 | 0.51027 | 0.50326 | 0.59825
-45.75 | -68.75 | p_wind_Argentina_AR259 | Argentina | 0.60317 | 0.55716 | 0.50536 | 0.54355 | 0.56803 | 0.59186 | 0.57102 | 0.5204 | 0.51299 | 0.60909
-46.25 | -68.75 | p_wind_Argentina_AR260 | Argentina | 0.60733 | 0.56078 | 0.50815 | 0.54627 | 0.57037 | 0.5959 | 0.57338 | 0.52199 | 0.51765 | 0.61502
-46.75 | -68.75 | p_wind_Argentina_AR261 | Argentina | 0.58184 | 0.53457 | 0.48286 | 0.52019 | 0.54382 | 0.57007 | 0.54704 | 0.49613 | 0.49309 | 0.59003
-47.25 | -68.75 | p_wind_Argentina_AR262 | Argentina | 0.59961 | 0.55274 | 0.5005 | 0.53833 | 0.56213 | 0.588 | 0.56505 | 0.5139 | 0.51057 | 0.60768
-47.75 | -68.75 | p_wind_Argentina_AR263 | Argentina | 0.64695 | 0.60247 | 0.54974 | 0.58821 | 0.61201 | 0.63618 | 0.61404 | 0.56336 | 0.55889 | 0.65456
-48.25 | -68.75 | p_wind_Argentina_AR264 | Argentina | 0.65935 | 0.61545 | 0.56231 | 0.60106 | 0.62481 | 0.64881 | 0.62654 | 0.57576 | 0.57168 | 0.66728
-48.75 | -68.75 | p_wind_Argentina_AR265 | Argentina | 0.64404 | 0.59854 | 0.54433 | 0.5836 | 0.60777 | 0.63308 | 0.60982 | 0.55775 | 0.55461 | 0.65273
-49.25 | -68.75 | p_wind_Argentina_AR266 | Argentina | 0.61976 | 0.57293 | 0.51865 | 0.5577 | 0.58191 | 0.60838 | 0.58442 | 0.53183 | 0.52971 | 0.62905
-49.75 | -68.75 | p_wind_Argentina_AR267 | Argentina | 0.59288 | 0.5453 | 0.49202 | 0.53014 | 0.554 | 0.58115 | 0.55703 | 0.50487 | 0.50344 | 0.6023
-50.25 | -68.75 | p_wind_Argentina_AR268 | Argentina | 0.58061 | 0.53418 | 0.48312 | 0.5211 | 0.54558 | 0.56906 | 0.54847 | 0.49821 | 0.49072 | 0.586
-52.25 | -68.75 | p_wind_Argentina_AR269 | Argentina | 0.62211 | 0.57812 | 0.52779 | 0.56575 | 0.59015 | 0.61134 | 0.5925 | 0.54354 | 0.53345 | 0.62601
-38.25 | -68.25 | p_wind_Argentina_AR297 | Argentina | 0.40872 | 0.3611 | 0.3182 | 0.34935 | 0.36961 | 0.39623 | 0.37345 | 0.3288 | 0.33021 | 0.41757
-38.75 | -68.25 | p_wind_Argentina_AR298 | Argentina | 0.41984 | 0.37213 | 0.32858 | 0.36016 | 0.3807 | 0.40737 | 0.38459 | 0.33938 | 0.34049 | 0.42862
-39.25 | -68.25 | p_wind_Argentina_AR299 | Argentina | 0.45536 | 0.40718 | 0.36185 | 0.3948 | 0.41622 | 0.44282 | 0.42014 | 0.37349 | 0.37315 | 0.46357
-39.75 | -68.25 | p_wind_Argentina_AR300 | Argentina | 0.49721 | 0.4485 | 0.40075 | 0.4355 | 0.45809 | 0.48463 | 0.46198 | 0.41342 | 0.41132 | 0.50483
-40.25 | -68.25 | p_wind_Argentina_AR301 | Argentina | 0.54176 | 0.49266 | 0.44213 | 0.47881 | 0.50257 | 0.52924 | 0.50641 | 0.4557 | 0.45222 | 0.54913
-40.75 | -68.25 | p_wind_Argentina_AR302 | Argentina | 0.56497 | 0.51574 | 0.46378 | 0.50144 | 0.52586 | 0.55253 | 0.5298 | 0.47798 | 0.47337 | 0.57205
-41.25 | -68.25 | p_wind_Argentina_AR303 | Argentina | 0.5459 | 0.49616 | 0.44526 | 0.48213 | 0.50624 | 0.53316 | 0.51053 | 0.45932 | 0.4548 | 0.55278
-42.75 | -68.25 | p_wind_Argentina_AR306 | Argentina | 0.63041 | 0.58762 | 0.53858 | 0.57498 | 0.59778 | 0.61989 | 0.59982 | 0.55234 | 0.54589 | 0.63614
-43.25 | -68.25 | p_wind_Argentina_AR307 | Argentina | 0.60498 | 0.56024 | 0.50993 | 0.54665 | 0.56963 | 0.59395 | 0.57212 | 0.52304 | 0.51918 | 0.61239
-43.75 | -68.25 | p_wind_Argentina_AR308 | Argentina | 0.57038 | 0.52327 | 0.47216 | 0.50887 | 0.53208 | 0.55866 | 0.53538 | 0.48491 | 0.48294 | 0.57906
-44.25 | -68.25 | p_wind_Argentina_AR309 | Argentina | 0.57267 | 0.52483 | 0.47321 | 0.51033 | 0.53398 | 0.56071 | 0.53758 | 0.48647 | 0.48359 | 0.58087
-44.75 | -68.25 | p_wind_Argentina_AR310 | Argentina | 0.59364 | 0.54657 | 0.49453 | 0.53206 | 0.55586 | 0.58195 | 0.55915 | 0.508 | 0.50447 | 0.60155
-45.75 | -68.25 | p_wind_Argentina_AR312 | Argentina | 0.6224 | 0.57702 | 0.52461 | 0.56292 | 0.58705 | 0.61136 | 0.58966 | 0.5388 | 0.53327 | 0.62939
-46.25 | -68.25 | p_wind_Argentina_AR313 | Argentina | 0.61365 | 0.56756 | 0.51491 | 0.55319 | 0.57735 | 0.60236 | 0.58014 | 0.52887 | 0.52411 | 0.62103
-46.75 | -68.25 | p_wind_Argentina_AR314 | Argentina | 0.58162 | 0.53363 | 0.48091 | 0.51874 | 0.54273 | 0.56969 | 0.54611 | 0.49419 | 0.49166 | 0.59025
-47.25 | -68.25 | p_wind_Argentina_AR315 | Argentina | 0.57816 | 0.52951 | 0.47619 | 0.51416 | 0.53812 | 0.56607 | 0.54158 | 0.48902 | 0.4879 | 0.58767
-47.75 | -68.25 | p_wind_Argentina_AR316 | Argentina | 0.59876 | 0.55089 | 0.49671 | 0.53533 | 0.55946 | 0.58704 | 0.56253 | 0.5096 | 0.50845 | 0.6085
-48.25 | -68.25 | p_wind_Argentina_AR317 | Argentina | 0.61195 | 0.56454 | 0.51002 | 0.54904 | 0.57333 | 0.60041 | 0.57614 | 0.52312 | 0.52142 | 0.62144
-48.75 | -68.25 | p_wind_Argentina_AR318 | Argentina | 0.62011 | 0.57302 | 0.51835 | 0.55782 | 0.58239 | 0.60868 | 0.58493 | 0.53196 | 0.52909 | 0.62903
-49.25 | -68.25 | p_wind_Argentina_AR319 | Argentina | 0.6137 | 0.56677 | 0.51265 | 0.55192 | 0.57648 | 0.60226 | 0.57899 | 0.52649 | 0.5229 | 0.6221
-49.75 | -68.25 | p_wind_Argentina_AR320 | Argentina | 0.59443 | 0.54754 | 0.49478 | 0.53344 | 0.55791 | 0.58289 | 0.56061 | 0.50907 | 0.5041 | 0.60172
-53.75 | -68.25 | p_wind_Argentina_AR321 | Argentina | 0.60327 | 0.55852 | 0.50837 | 0.54462 | 0.56736 | 0.59225 | 0.57006 | 0.52098 | 0.51823 | 0.61129
-54.75 | -68.25 | p_wind_Argentina_AR323 | Argentina | 0.53678 | 0.49074 | 0.4433 | 0.47788 | 0.49968 | 0.52502 | 0.50253 | 0.45523 | 0.45389 | 0.545
-37.75 | -67.75 | p_wind_Argentina_AR351 | Argentina | 0.41016 | 0.3609 | 0.31705 | 0.34885 | 0.36976 | 0.39716 | 0.37402 | 0.32814 | 0.32909 | 0.41882
-38.25 | -67.75 | p_wind_Argentina_AR352 | Argentina | 0.4195 | 0.37012 | 0.32554 | 0.35773 | 0.37885 | 0.4065 | 0.38315 | 0.33665 | 0.33773 | 0.42828
-38.75 | -67.75 | p_wind_Argentina_AR353 | Argentina | 0.42961 | 0.38004 | 0.33473 | 0.36734 | 0.38865 | 0.41659 | 0.39297 | 0.34587 | 0.3471 | 0.43853
-39.25 | -67.75 | p_wind_Argentina_AR354 | Argentina | 0.44874 | 0.39917 | 0.35275 | 0.38589 | 0.40739 | 0.43581 | 0.41172 | 0.36383 | 0.36539 | 0.45816
-39.75 | -67.75 | p_wind_Argentina_AR355 | Argentina | 0.47678 | 0.42766 | 0.37985 | 0.41407 | 0.43616 | 0.46411 | 0.44025 | 0.39149 | 0.392 | 0.48594
-40.25 | -67.75 | p_wind_Argentina_AR356 | Argentina | 0.5144 | 0.46578 | 0.41634 | 0.4521 | 0.47513 | 0.50202 | 0.47887 | 0.42909 | 0.4273 | 0.52259
-40.75 | -67.75 | p_wind_Argentina_AR357 | Argentina | 0.54258 | 0.49383 | 0.4431 | 0.47989 | 0.50368 | 0.53024 | 0.50748 | 0.45669 | 0.45318 | 0.55008
-41.25 | -67.75 | p_wind_Argentina_AR358 | Argentina | 0.55913 | 0.50887 | 0.45603 | 0.49415 | 0.51899 | 0.54641 | 0.5233 | 0.47046 | 0.46587 | 0.56639
-42.25 | -67.75 | p_wind_Argentina_AR360 | Argentina | 0.62645 | 0.58278 | 0.53274 | 0.56969 | 0.5928 | 0.61574 | 0.59494 | 0.54643 | 0.54078 | 0.63277
-42.75 | -67.75 | p_wind_Argentina_AR361 | Argentina | 0.61747 | 0.57499 | 0.5265 | 0.56237 | 0.58465 | 0.60705 | 0.58651 | 0.53951 | 0.53467 | 0.62393
-43.25 | -67.75 | p_wind_Argentina_AR362 | Argentina | 0.58733 | 0.54298 | 0.4936 | 0.52963 | 0.55206 | 0.5764 | 0.55436 | 0.5061 | 0.50347 | 0.59528
-43.75 | -67.75 | p_wind_Argentina_AR363 | Argentina | 0.55957 | 0.51217 | 0.46128 | 0.49785 | 0.52099 | 0.54773 | 0.52434 | 0.47394 | 0.47224 | 0.56834
-44.25 | -67.75 | p_wind_Argentina_AR364 | Argentina | 0.56275 | 0.51415 | 0.4622 | 0.49952 | 0.52335 | 0.55055 | 0.52708 | 0.4755 | 0.47289 | 0.57114
-44.75 | -67.75 | p_wind_Argentina_AR365 | Argentina | 0.59037 | 0.54266 | 0.48992 | 0.52792 | 0.552 | 0.57853 | 0.5553 | 0.50346 | 0.50023 | 0.59858
-45.25 | -67.75 | p_wind_Argentina_AR366 | Argentina | 0.62032 | 0.5747 | 0.5221 | 0.56044 | 0.58451 | 0.6092 | 0.58708 | 0.53602 | 0.53126 | 0.62772
-45.75 | -67.75 | p_wind_Argentina_AR367 | Argentina | 0.62979 | 0.5856 | 0.53409 | 0.57246 | 0.59668 | 0.61905 | 0.59877 | 0.54901 | 0.54125 | 0.63534
-46.25 | -67.75 | p_wind_Argentina_AR368 | Argentina | 0.60708 | 0.56149 | 0.5099 | 0.54824 | 0.57273 | 0.59585 | 0.57534 | 0.52504 | 0.51723 | 0.61251
-46.75 | -67.75 | p_wind_Argentina_AR369 | Argentina | 0.57763 | 0.5294 | 0.47656 | 0.51477 | 0.53917 | 0.56562 | 0.54258 | 0.49047 | 0.48665 | 0.58549
-47.25 | -67.75 | p_wind_Argentina_AR370 | Argentina | 0.57017 | 0.52083 | 0.46695 | 0.50523 | 0.52946 | 0.55792 | 0.5331 | 0.47987 | 0.479 | 0.57995
-47.75 | -67.75 | p_wind_Argentina_AR371 | Argentina | 0.57999 | 0.53094 | 0.47643 | 0.51509 | 0.53941 | 0.56792 | 0.54286 | 0.48928 | 0.48872 | 0.59016
-48.25 | -67.75 | p_wind_Argentina_AR372 | Argentina | 0.59393 | 0.54543 | 0.49056 | 0.52982 | 0.55448 | 0.58207 | 0.55761 | 0.50397 | 0.50208 | 0.60345
-48.75 | -67.75 | p_wind_Argentina_AR373 | Argentina | 0.60482 | 0.55729 | 0.50286 | 0.54265 | 0.56783 | 0.59324 | 0.57053 | 0.51757 | 0.51234 | 0.61238
-49.25 | -67.75 | p_wind_Argentina_AR374 | Argentina | 0.60292 | 0.55616 | 0.50303 | 0.5427 | 0.56809 | 0.59144 | 0.57059 | 0.51883 | 0.51049 | 0.60839
-49.75 | -67.75 | p_wind_Argentina_AR375 | Argentina | 0.59434 | 0.54851 | 0.49703 | 0.53618 | 0.56153 | 0.58304 | 0.56391 | 0.51362 | 0.50279 | 0.59806
-53.75 | -67.75 | p_wind_Argentina_AR376 | Argentina | 0.61154 | 0.56694 | 0.51579 | 0.55397 | 0.57834 | 0.60068 | 0.58066 | 0.53095 | 0.52284 | 0.61693
-54.75 | -67.75 | p_wind_Argentina_AR378 | Argentina | 0.5636 | 0.51688 | 0.46701 | 0.50317 | 0.526 | 0.55182 | 0.52902 | 0.47965 | 0.47746 | 0.57178
-35.25 | -67.25 | p_wind_Argentina_AR402 | Argentina | 0.37121 | 0.32 | 0.27715 | 0.30786 | 0.32836 | 0.3574 | 0.33344 | 0.28774 | 0.29003 | 0.38042
-35.75 | -67.25 | p_wind_Argentina_AR403 | Argentina | 0.38119 | 0.32965 | 0.2858 | 0.31717 | 0.33802 | 0.36734 | 0.34309 | 0.29655 | 0.2988 | 0.39055
-36.25 | -67.25 | p_wind_Argentina_AR404 | Argentina | 0.39099 | 0.3397 | 0.29558 | 0.32709 | 0.34793 | 0.37721 | 0.35285 | 0.30623 | 0.30866 | 0.40045
-36.75 | -67.25 | p_wind_Argentina_AR405 | Argentina | 0.39681 | 0.34611 | 0.30209 | 0.33358 | 0.35431 | 0.38325 | 0.35906 | 0.31268 | 0.3151 | 0.40631
-37.25 | -67.25 | p_wind_Argentina_AR406 | Argentina | 0.40106 | 0.35092 | 0.307 | 0.33855 | 0.35931 | 0.38773 | 0.36392 | 0.31775 | 0.31969 | 0.4103
-37.75 | -67.25 | p_wind_Argentina_AR407 | Argentina | 0.41053 | 0.36029 | 0.31563 | 0.34772 | 0.36887 | 0.39724 | 0.3735 | 0.32669 | 0.32813 | 0.41958
-38.25 | -67.25 | p_wind_Argentina_AR408 | Argentina | 0.42486 | 0.37421 | 0.32822 | 0.36118 | 0.38289 | 0.41152 | 0.38757 | 0.33961 | 0.34073 | 0.43388
-38.75 | -67.25 | p_wind_Argentina_AR409 | Argentina | 0.4353 | 0.38448 | 0.33762 | 0.3711 | 0.39303 | 0.42197 | 0.39767 | 0.34903 | 0.35037 | 0.44458
-39.25 | -67.25 | p_wind_Argentina_AR410 | Argentina | 0.43858 | 0.38802 | 0.34097 | 0.37428 | 0.39591 | 0.42536 | 0.40054 | 0.35188 | 0.35432 | 0.44866
-39.75 | -67.25 | p_wind_Argentina_AR411 | Argentina | 0.44649 | 0.39671 | 0.34952 | 0.38289 | 0.40448 | 0.43358 | 0.40899 | 0.36046 | 0.36268 | 0.45662
-40.25 | -67.25 | p_wind_Argentina_AR412 | Argentina | 0.47492 | 0.42602 | 0.37789 | 0.41235 | 0.43461 | 0.4624 | 0.43869 | 0.38972 | 0.38992 | 0.4841
-40.75 | -67.25 | p_wind_Argentina_AR413 | Argentina | 0.5144 | 0.46592 | 0.41631 | 0.45219 | 0.47534 | 0.50209 | 0.47909 | 0.4292 | 0.42712 | 0.52253
-41.25 | -67.25 | p_wind_Argentina_AR414 | Argentina | 0.57235 | 0.52244 | 0.46827 | 0.50736 | 0.53259 | 0.55991 | 0.53647 | 0.48279 | 0.47844 | 0.58011
-41.75 | -67.25 | p_wind_Argentina_AR415 | Argentina | 0.60765 | 0.56018 | 0.50641 | 0.54548 | 0.57021 | 0.59599 | 0.57317 | 0.52068 | 0.51604 | 0.61529
-42.25 | -67.25 | p_wind_Argentina_AR416 | Argentina | 0.60391 | 0.55919 | 0.50858 | 0.54559 | 0.56862 | 0.5929 | 0.57085 | 0.52159 | 0.51817 | 0.61156
-43.25 | -67.25 | p_wind_Argentina_AR418 | Argentina | 0.55521 | 0.50972 | 0.46086 | 0.49611 | 0.51816 | 0.54385 | 0.52097 | 0.47267 | 0.47185 | 0.56401
-43.75 | -67.25 | p_wind_Argentina_AR419 | Argentina | 0.55265 | 0.50475 | 0.45373 | 0.4903 | 0.51351 | 0.54063 | 0.51698 | 0.46632 | 0.46496 | 0.56155
-44.25 | -67.25 | p_wind_Argentina_AR420 | Argentina | 0.56127 | 0.51211 | 0.45947 | 0.49725 | 0.52139 | 0.54894 | 0.52511 | 0.47287 | 0.47044 | 0.56986
-44.75 | -67.25 | p_wind_Argentina_AR421 | Argentina | 0.58859 | 0.54055 | 0.48719 | 0.52579 | 0.55029 | 0.5767 | 0.55345 | 0.50107 | 0.49741 | 0.5967
-45.25 | -67.25 | p_wind_Argentina_AR422 | Argentina | 0.61216 | 0.56696 | 0.51518 | 0.55362 | 0.57794 | 0.60111 | 0.5802 | 0.52994 | 0.52303 | 0.6182
-46.75 | -67.25 | p_wind_Argentina_AR423 | Argentina | 0.57352 | 0.5257 | 0.47365 | 0.5123 | 0.53735 | 0.56156 | 0.54054 | 0.48911 | 0.4815 | 0.57897
-47.25 | -67.25 | p_wind_Argentina_AR424 | Argentina | 0.5735 | 0.52427 | 0.47014 | 0.50891 | 0.53349 | 0.5613 | 0.53699 | 0.48363 | 0.48159 | 0.58268
-47.75 | -67.25 | p_wind_Argentina_AR425 | Argentina | 0.57996 | 0.53079 | 0.47613 | 0.51506 | 0.5396 | 0.56786 | 0.54299 | 0.48927 | 0.48814 | 0.58982
-48.25 | -67.25 | p_wind_Argentina_AR426 | Argentina | 0.59245 | 0.54422 | 0.48964 | 0.52919 | 0.55422 | 0.58066 | 0.55716 | 0.50386 | 0.50004 | 0.60087
-48.75 | -67.25 | p_wind_Argentina_AR427 | Argentina | 0.59604 | 0.54913 | 0.49596 | 0.53584 | 0.56154 | 0.58455 | 0.56413 | 0.51227 | 0.50289 | 0.60102
-54.25 | -67.25 | p_wind_Argentina_AR428 | Argentina | 0.58482 | 0.53756 | 0.48533 | 0.52343 | 0.5478 | 0.57312 | 0.55095 | 0.49956 | 0.49459 | 0.592
-54.75 | -67.25 | p_wind_Argentina_AR429 | Argentina | 0.58647 | 0.53947 | 0.48777 | 0.52519 | 0.54881 | 0.57477 | 0.55181 | 0.501 | 0.49803 | 0.59463
-34.75 | -66.75 | p_wind_Argentina_AR454 | Argentina | 0.39386 | 0.34171 | 0.29583 | 0.32798 | 0.34928 | 0.37997 | 0.35484 | 0.30651 | 0.3096 | 0.40414
-35.25 | -66.75 | p_wind_Argentina_AR455 | Argentina | 0.39315 | 0.34093 | 0.29516 | 0.32734 | 0.34869 | 0.37922 | 0.35417 | 0.30594 | 0.30877 | 0.40324
-35.75 | -66.75 | p_wind_Argentina_AR456 | Argentina | 0.39942 | 0.3473 | 0.30126 | 0.3337 | 0.35514 | 0.38555 | 0.36041 | 0.31204 | 0.31492 | 0.40958
-36.25 | -66.75 | p_wind_Argentina_AR457 | Argentina | 0.40232 | 0.35068 | 0.30494 | 0.33716 | 0.35834 | 0.38859 | 0.36346 | 0.31547 | 0.31873 | 0.41266
-36.75 | -66.75 | p_wind_Argentina_AR458 | Argentina | 0.39909 | 0.34816 | 0.30335 | 0.33504 | 0.35582 | 0.38554 | 0.36074 | 0.31365 | 0.31702 | 0.40932
-37.25 | -66.75 | p_wind_Argentina_AR459 | Argentina | 0.40364 | 0.35273 | 0.30789 | 0.33964 | 0.36051 | 0.39009 | 0.36547 | 0.31833 | 0.32133 | 0.41356
-37.75 | -66.75 | p_wind_Argentina_AR460 | Argentina | 0.41928 | 0.36783 | 0.32155 | 0.35433 | 0.37591 | 0.40567 | 0.38093 | 0.33251 | 0.33483 | 0.42901
-38.25 | -66.75 | p_wind_Argentina_AR461 | Argentina | 0.43485 | 0.38299 | 0.33523 | 0.36909 | 0.39135 | 0.42121 | 0.39637 | 0.34672 | 0.34834 | 0.44442
-38.75 | -66.75 | p_wind_Argentina_AR462 | Argentina | 0.44389 | 0.39201 | 0.34344 | 0.37781 | 0.40035 | 0.4303 | 0.40529 | 0.35507 | 0.35659 | 0.4536
-39.25 | -66.75 | p_wind_Argentina_AR463 | Argentina | 0.44147 | 0.3901 | 0.34187 | 0.37592 | 0.39812 | 0.42807 | 0.40294 | 0.35316 | 0.3553 | 0.45165
-39.75 | -66.75 | p_wind_Argentina_AR464 | Argentina | 0.43338 | 0.38295 | 0.33589 | 0.36915 | 0.39079 | 0.42023 | 0.39549 | 0.34685 | 0.34919 | 0.44359
-40.25 | -66.75 | p_wind_Argentina_AR465 | Argentina | 0.44454 | 0.39511 | 0.34798 | 0.38145 | 0.40317 | 0.43179 | 0.40762 | 0.3592 | 0.36076 | 0.45438
-40.75 | -66.75 | p_wind_Argentina_AR466 | Argentina | 0.49045 | 0.44156 | 0.39236 | 0.42769 | 0.45046 | 0.47802 | 0.45437 | 0.40462 | 0.40412 | 0.49944
-41.25 | -66.75 | p_wind_Argentina_AR467 | Argentina | 0.57865 | 0.52977 | 0.4757 | 0.5149 | 0.53981 | 0.56657 | 0.54299 | 0.4898 | 0.48623 | 0.58685
-41.75 | -66.75 | p_wind_Argentina_AR468 | Argentina | 0.60697 | 0.55984 | 0.50591 | 0.54516 | 0.56975 | 0.59543 | 0.57229 | 0.51985 | 0.51606 | 0.61509
-42.25 | -66.75 | p_wind_Argentina_AR469 | Argentina | 0.57525 | 0.52856 | 0.47647 | 0.51412 | 0.53766 | 0.56375 | 0.54031 | 0.4893 | 0.48749 | 0.58413
-42.75 | -66.75 | p_wind_Argentina_AR470 | Argentina | 0.54454 | 0.49766 | 0.44725 | 0.48326 | 0.5058 | 0.53286 | 0.50887 | 0.45896 | 0.45929 | 0.55428
-43.25 | -66.75 | p_wind_Argentina_AR471 | Argentina | 0.53209 | 0.48515 | 0.43589 | 0.47104 | 0.4931 | 0.52026 | 0.49633 | 0.4473 | 0.44797 | 0.54178
-43.75 | -66.75 | p_wind_Argentina_AR472 | Argentina | 0.55359 | 0.50512 | 0.45332 | 0.4904 | 0.51389 | 0.54143 | 0.5174 | 0.46601 | 0.46485 | 0.56272
-44.25 | -66.75 | p_wind_Argentina_AR473 | Argentina | 0.57124 | 0.52182 | 0.4681 | 0.50661 | 0.53112 | 0.55891 | 0.53477 | 0.48165 | 0.47927 | 0.58006
-44.75 | -66.75 | p_wind_Argentina_AR474 | Argentina | 0.59029 | 0.54263 | 0.48919 | 0.52821 | 0.55293 | 0.57855 | 0.55578 | 0.5035 | 0.49889 | 0.59793
-47.25 | -66.75 | p_wind_Argentina_AR475 | Argentina | 0.58178 | 0.53309 | 0.47904 | 0.51834 | 0.54338 | 0.56975 | 0.54662 | 0.4935 | 0.48908 | 0.58958
-47.75 | -66.75 | p_wind_Argentina_AR476 | Argentina | 0.58794 | 0.53914 | 0.48437 | 0.52371 | 0.54853 | 0.57596 | 0.55171 | 0.49805 | 0.49565 | 0.5971
-48.25 | -66.75 | p_wind_Argentina_AR477 | Argentina | 0.59574 | 0.54845 | 0.49471 | 0.53443 | 0.55978 | 0.58417 | 0.56245 | 0.51008 | 0.50315 | 0.60229
-54.75 | -66.75 | p_wind_Argentina_AR478 | Argentina | 0.60344 | 0.5567 | 0.5041 | 0.54244 | 0.56668 | 0.5919 | 0.56948 | 0.51809 | 0.51353 | 0.61092
-34.75 | -66.25 | p_wind_Argentina_AR504 | Argentina | 0.39689 | 0.34418 | 0.29749 | 0.3301 | 0.35177 | 0.38288 | 0.35745 | 0.30831 | 0.31141 | 0.40726
-35.25 | -66.25 | p_wind_Argentina_AR505 | Argentina | 0.40273 | 0.34996 | 0.30281 | 0.33576 | 0.35758 | 0.38873 | 0.36321 | 0.31375 | 0.31673 | 0.41314
-35.75 | -66.25 | p_wind_Argentina_AR506 | Argentina | 0.41397 | 0.3611 | 0.31305 | 0.34668 | 0.36891 | 0.40004 | 0.37445 | 0.32429 | 0.32689 | 0.42442
-36.25 | -66.25 | p_wind_Argentina_AR507 | Argentina | 0.41643 | 0.36368 | 0.31573 | 0.34931 | 0.37147 | 0.40253 | 0.37694 | 0.32692 | 0.32955 | 0.42689
-36.75 | -66.25 | p_wind_Argentina_AR508 | Argentina | 0.41315 | 0.36088 | 0.31377 | 0.34683 | 0.36863 | 0.39935 | 0.37397 | 0.32471 | 0.32758 | 0.42354
-37.25 | -66.25 | p_wind_Argentina_AR509 | Argentina | 0.41765 | 0.36546 | 0.31832 | 0.35133 | 0.37306 | 0.40384 | 0.37839 | 0.32911 | 0.33225 | 0.42807
-37.75 | -66.25 | p_wind_Argentina_AR510 | Argentina | 0.42955 | 0.37698 | 0.32892 | 0.36257 | 0.38473 | 0.41567 | 0.39011 | 0.34 | 0.34276 | 0.43981
-38.25 | -66.25 | p_wind_Argentina_AR511 | Argentina | 0.43991 | 0.3872 | 0.33833 | 0.37275 | 0.39542 | 0.42605 | 0.40069 | 0.34995 | 0.35178 | 0.44977
-38.75 | -66.25 | p_wind_Argentina_AR512 | Argentina | 0.45006 | 0.39737 | 0.3476 | 0.38263 | 0.40562 | 0.43629 | 0.41079 | 0.3594 | 0.36106 | 0.46004
-39.25 | -66.25 | p_wind_Argentina_AR513 | Argentina | 0.45914 | 0.40703 | 0.3567 | 0.39202 | 0.41497 | 0.44567 | 0.41992 | 0.3683 | 0.37048 | 0.4697
-39.75 | -66.25 | p_wind_Argentina_AR514 | Argentina | 0.45391 | 0.4027 | 0.3533 | 0.38808 | 0.41063 | 0.44068 | 0.41536 | 0.36474 | 0.36684 | 0.46436
-40.25 | -66.25 | p_wind_Argentina_AR515 | Argentina | 0.44194 | 0.39197 | 0.34425 | 0.37806 | 0.4 | 0.42905 | 0.40458 | 0.35555 | 0.35725 | 0.45198
-40.75 | -66.25 | p_wind_Argentina_AR516 | Argentina | 0.47019 | 0.42017 | 0.37081 | 0.40593 | 0.42864 | 0.4574 | 0.43295 | 0.38272 | 0.38344 | 0.47991
-41.25 | -66.25 | p_wind_Argentina_AR517 | Argentina | 0.55847 | 0.50935 | 0.45548 | 0.49426 | 0.51875 | 0.54633 | 0.52188 | 0.46877 | 0.46724 | 0.5678
-41.75 | -66.25 | p_wind_Argentina_AR518 | Argentina | 0.59816 | 0.55085 | 0.49641 | 0.53586 | 0.56047 | 0.58665 | 0.5629 | 0.51 | 0.50735 | 0.607
-42.25 | -66.25 | p_wind_Argentina_AR519 | Argentina | 0.5827 | 0.53545 | 0.48162 | 0.52038 | 0.5446 | 0.57119 | 0.54731 | 0.4948 | 0.49292 | 0.5919
-42.75 | -66.25 | p_wind_Argentina_AR520 | Argentina | 0.55664 | 0.50925 | 0.45724 | 0.49435 | 0.51752 | 0.5449 | 0.52054 | 0.46932 | 0.46941 | 0.56652
-43.25 | -66.25 | p_wind_Argentina_AR521 | Argentina | 0.53696 | 0.4889 | 0.43797 | 0.47426 | 0.49711 | 0.5249 | 0.5005 | 0.44989 | 0.45022 | 0.54678
-43.75 | -66.25 | p_wind_Argentina_AR522 | Argentina | 0.55806 | 0.50886 | 0.45603 | 0.49391 | 0.51802 | 0.54571 | 0.5216 | 0.46922 | 0.46736 | 0.56694
-44.25 | -66.25 | p_wind_Argentina_AR523 | Argentina | 0.59091 | 0.54203 | 0.48744 | 0.52667 | 0.55145 | 0.57883 | 0.55472 | 0.50119 | 0.49844 | 0.59971
-44.75 | -66.25 | p_wind_Argentina_AR524 | Argentina | 0.60155 | 0.55517 | 0.50213 | 0.54123 | 0.56585 | 0.59021 | 0.56819 | 0.51668 | 0.5111 | 0.60866
-47.25 | -66.25 | p_wind_Argentina_AR525 | Argentina | 0.58499 | 0.53699 | 0.48357 | 0.52335 | 0.54907 | 0.57311 | 0.55206 | 0.49963 | 0.49118 | 0.59041
-47.75 | -66.25 | p_wind_Argentina_AR526 | Argentina | 0.59599 | 0.54795 | 0.49347 | 0.53318 | 0.55839 | 0.58423 | 0.56134 | 0.50815 | 0.50316 | 0.60369
-54.75 | -66.25 | p_wind_Argentina_AR527 | Argentina | 0.61414 | 0.56882 | 0.51678 | 0.55593 | 0.58097 | 0.60304 | 0.58327 | 0.53278 | 0.52315 | 0.61876
-34.75 | -65.75 | p_wind_Argentina_AR553 | Argentina | 0.3547 | 0.30256 | 0.26022 | 0.28903 | 0.3079 | 0.34045 | 0.31377 | 0.26829 | 0.2762 | 0.36722
-35.25 | -65.75 | p_wind_Argentina_AR554 | Argentina | 0.35625 | 0.30384 | 0.26132 | 0.28948 | 0.30754 | 0.34192 | 0.3135 | 0.26794 | 0.27918 | 0.37096
-35.75 | -65.75 | p_wind_Argentina_AR555 | Argentina | 0.36499 | 0.31187 | 0.26829 | 0.2966 | 0.31448 | 0.35052 | 0.3206 | 0.27413 | 0.28761 | 0.38134
-36.25 | -65.75 | p_wind_Argentina_AR556 | Argentina | 0.36975 | 0.31607 | 0.27189 | 0.29921 | 0.3157 | 0.35514 | 0.32196 | 0.27516 | 0.29475 | 0.39017
-36.75 | -65.75 | p_wind_Argentina_AR557 | Argentina | 0.38266 | 0.32879 | 0.2834 | 0.31154 | 0.32848 | 0.36811 | 0.33466 | 0.28685 | 0.30647 | 0.40323
-37.25 | -65.75 | p_wind_Argentina_AR558 | Argentina | 0.41043 | 0.35674 | 0.30907 | 0.3408 | 0.36105 | 0.39615 | 0.3669 | 0.317 | 0.3271 | 0.42526
-37.75 | -65.75 | p_wind_Argentina_AR559 | Argentina | 0.43182 | 0.3782 | 0.3289 | 0.36317 | 0.38573 | 0.4177 | 0.39135 | 0.34003 | 0.34331 | 0.44273
-38.25 | -65.75 | p_wind_Argentina_AR560 | Argentina | 0.44605 | 0.39227 | 0.34181 | 0.37699 | 0.40013 | 0.43197 | 0.40568 | 0.35344 | 0.35593 | 0.45673
-38.75 | -65.75 | p_wind_Argentina_AR561 | Argentina | 0.45545 | 0.40168 | 0.35048 | 0.38627 | 0.40976 | 0.44145 | 0.41519 | 0.36241 | 0.36444 | 0.46602
-39.25 | -65.75 | p_wind_Argentina_AR562 | Argentina | 0.45864 | 0.40525 | 0.35389 | 0.38979 | 0.4133 | 0.4448 | 0.41862 | 0.36583 | 0.36785 | 0.46931
-39.75 | -65.75 | p_wind_Argentina_AR563 | Argentina | 0.45906 | 0.40654 | 0.35559 | 0.39134 | 0.41466 | 0.44551 | 0.41969 | 0.3675 | 0.36926 | 0.46957
-40.25 | -65.75 | p_wind_Argentina_AR564 | Argentina | 0.44902 | 0.39769 | 0.34856 | 0.38334 | 0.40599 | 0.43572 | 0.41072 | 0.36027 | 0.36172 | 0.45903
-40.75 | -65.75 | p_wind_Argentina_AR565 | Argentina | 0.46523 | 0.41396 | 0.36402 | 0.39948 | 0.42252 | 0.45202 | 0.42707 | 0.37608 | 0.3769 | 0.47508
-41.25 | -65.75 | p_wind_Argentina_AR566 | Argentina | 0.53052 | 0.47991 | 0.42616 | 0.46464 | 0.4892 | 0.51787 | 0.4929 | 0.43939 | 0.43842 | 0.54017
-41.75 | -65.75 | p_wind_Argentina_AR567 | Argentina | 0.57419 | 0.52528 | 0.47025 | 0.50995 | 0.53494 | 0.56221 | 0.53789 | 0.48403 | 0.48164 | 0.58337
-42.25 | -65.75 | p_wind_Argentina_AR568 | Argentina | 0.57767 | 0.52944 | 0.47491 | 0.51414 | 0.5388 | 0.56588 | 0.54176 | 0.48842 | 0.48628 | 0.58687
-42.75 | -65.75 | p_wind_Argentina_AR569 | Argentina | 0.55997 | 0.51161 | 0.45834 | 0.49641 | 0.52035 | 0.54802 | 0.52353 | 0.47106 | 0.47034 | 0.56963
-43.25 | -65.75 | p_wind_Argentina_AR570 | Argentina | 0.54361 | 0.49438 | 0.44187 | 0.47941 | 0.50326 | 0.53126 | 0.50686 | 0.45468 | 0.45372 | 0.55296
-43.75 | -65.75 | p_wind_Argentina_AR571 | Argentina | 0.56189 | 0.51277 | 0.45966 | 0.49792 | 0.52233 | 0.5496 | 0.52584 | 0.4733 | 0.47051 | 0.57034
-44.25 | -65.75 | p_wind_Argentina_AR572 | Argentina | 0.59062 | 0.54273 | 0.48917 | 0.52809 | 0.55269 | 0.57878 | 0.55564 | 0.5032 | 0.49926 | 0.59856
-44.75 | -65.75 | p_wind_Argentina_AR573 | Argentina | 0.59865 | 0.55246 | 0.49993 | 0.53892 | 0.56366 | 0.58732 | 0.56606 | 0.51496 | 0.5081 | 0.60494
-47.25 | -65.75 | p_wind_Argentina_AR574 | Argentina | 0.58387 | 0.53734 | 0.48563 | 0.52528 | 0.55124 | 0.57235 | 0.55383 | 0.50314 | 0.49054 | 0.58668
-54.75 | -65.75 | p_wind_Argentina_AR575 | Argentina | 0.63148 | 0.5881 | 0.53711 | 0.57695 | 0.60275 | 0.62093 | 0.60442 | 0.55545 | 0.53965 | 0.63269
-34.25 | -65.25 | p_wind_Argentina_AR600 | Argentina | 0.30256 | 0.25183 | 0.21548 | 0.23641 | 0.24784 | 0.28822 | 0.25345 | 0.21419 | 0.24132 | 0.32708
-34.75 | -65.25 | p_wind_Argentina_AR601 | Argentina | 0.30733 | 0.25643 | 0.21952 | 0.23884 | 0.24806 | 0.29296 | 0.25367 | 0.21447 | 0.25039 | 0.33783
-35.25 | -65.25 | p_wind_Argentina_AR602 | Argentina | 0.3144 | 0.26289 | 0.22506 | 0.24324 | 0.25076 | 0.2999 | 0.25648 | 0.21683 | 0.26045 | 0.35012
-35.75 | -65.25 | p_wind_Argentina_AR603 | Argentina | 0.32268 | 0.27032 | 0.23145 | 0.24956 | 0.25663 | 0.30797 | 0.26251 | 0.22198 | 0.26887 | 0.36062
-36.25 | -65.25 | p_wind_Argentina_AR604 | Argentina | 0.3355 | 0.28192 | 0.24145 | 0.25894 | 0.26475 | 0.32046 | 0.2709 | 0.2292 | 0.28318 | 0.37829
-36.75 | -65.25 | p_wind_Argentina_AR605 | Argentina | 0.36201 | 0.30752 | 0.26401 | 0.28686 | 0.29827 | 0.34698 | 0.30479 | 0.2593 | 0.29695 | 0.39409
-37.25 | -65.25 | p_wind_Argentina_AR606 | Argentina | 0.40696 | 0.35226 | 0.30433 | 0.33581 | 0.35589 | 0.39231 | 0.36215 | 0.31179 | 0.3232 | 0.42263
-37.75 | -65.25 | p_wind_Argentina_AR607 | Argentina | 0.44127 | 0.38658 | 0.33568 | 0.37072 | 0.39367 | 0.42691 | 0.39954 | 0.34674 | 0.3509 | 0.45305
-38.25 | -65.25 | p_wind_Argentina_AR608 | Argentina | 0.45579 | 0.40119 | 0.34914 | 0.38507 | 0.40852 | 0.44159 | 0.41419 | 0.36056 | 0.36421 | 0.46757
-38.75 | -65.25 | p_wind_Argentina_AR609 | Argentina | 0.46237 | 0.40808 | 0.35576 | 0.39207 | 0.41576 | 0.44832 | 0.42123 | 0.36751 | 0.37044 | 0.47379
-39.25 | -65.25 | p_wind_Argentina_AR610 | Argentina | 0.46496 | 0.41107 | 0.35873 | 0.39527 | 0.41917 | 0.45107 | 0.4245 | 0.37086 | 0.37289 | 0.47591
-39.75 | -65.25 | p_wind_Argentina_AR611 | Argentina | 0.46863 | 0.41534 | 0.36309 | 0.39975 | 0.42366 | 0.45494 | 0.42878 | 0.37539 | 0.37685 | 0.47923
-41.25 | -65.25 | p_wind_Argentina_AR614 | Argentina | 0.51081 | 0.46087 | 0.40917 | 0.44738 | 0.47241 | 0.4982 | 0.47614 | 0.42427 | 0.41831 | 0.5172
-41.75 | -65.25 | p_wind_Argentina_AR615 | Argentina | 0.54914 | 0.50003 | 0.44642 | 0.48607 | 0.5118 | 0.53699 | 0.51505 | 0.46213 | 0.45505 | 0.55553
-42.25 | -65.25 | p_wind_Argentina_AR616 | Argentina | 0.56315 | 0.5144 | 0.46032 | 0.49986 | 0.52514 | 0.55115 | 0.52827 | 0.47514 | 0.47007 | 0.57075
-42.75 | -65.25 | p_wind_Argentina_AR617 | Argentina | 0.55818 | 0.50912 | 0.45535 | 0.49437 | 0.51926 | 0.54603 | 0.52253 | 0.4695 | 0.46591 | 0.56643
-43.25 | -65.25 | p_wind_Argentina_AR618 | Argentina | 0.54595 | 0.49675 | 0.44421 | 0.48299 | 0.50814 | 0.53362 | 0.51153 | 0.45935 | 0.4532 | 0.55242
-54.75 | -65.25 | p_wind_Argentina_AR619 | Argentina | 0.64726 | 0.60548 | 0.55564 | 0.59545 | 0.62133 | 0.63713 | 0.62262 | 0.57507 | 0.55591 | 0.64649
-33.75 | -64.75 | p_wind_Argentina_AR643 | Argentina | 0.2911 | 0.23956 | 0.20431 | 0.21782 | 0.2205 | 0.27632 | 0.2259 | 0.18961 | 0.24781 | 0.33731
-34.25 | -64.75 | p_wind_Argentina_AR644 | Argentina | 0.27735 | 0.22753 | 0.19437 | 0.20793 | 0.21129 | 0.26301 | 0.21627 | 0.18173 | 0.23418 | 0.31941
-34.75 | -64.75 | p_wind_Argentina_AR645 | Argentina | 0.27949 | 0.22983 | 0.19642 | 0.20934 | 0.21184 | 0.26522 | 0.2168 | 0.1823 | 0.23821 | 0.32385
-35.25 | -64.75 | p_wind_Argentina_AR646 | Argentina | 0.29281 | 0.24226 | 0.2071 | 0.21907 | 0.21982 | 0.27839 | 0.22498 | 0.18934 | 0.25436 | 0.3433
-35.75 | -64.75 | p_wind_Argentina_AR647 | Argentina | 0.29755 | 0.24641 | 0.2108 | 0.2244 | 0.22697 | 0.28294 | 0.23226 | 0.19569 | 0.25468 | 0.34385
-36.25 | -64.75 | p_wind_Argentina_AR648 | Argentina | 0.31612 | 0.26339 | 0.22544 | 0.23949 | 0.24187 | 0.30112 | 0.24752 | 0.20888 | 0.2721 | 0.36523
-36.75 | -64.75 | p_wind_Argentina_AR649 | Argentina | 0.35331 | 0.29865 | 0.25605 | 0.27392 | 0.27948 | 0.33808 | 0.28589 | 0.24237 | 0.3004 | 0.39877
-37.25 | -64.75 | p_wind_Argentina_AR650 | Argentina | 0.39599 | 0.34053 | 0.29327 | 0.32123 | 0.33742 | 0.38098 | 0.34406 | 0.29461 | 0.31977 | 0.42032
-37.75 | -64.75 | p_wind_Argentina_AR651 | Argentina | 0.43943 | 0.38393 | 0.33265 | 0.36686 | 0.38883 | 0.42482 | 0.39497 | 0.34178 | 0.35056 | 0.45411
-38.25 | -64.75 | p_wind_Argentina_AR652 | Argentina | 0.45755 | 0.40256 | 0.35008 | 0.38604 | 0.40937 | 0.44326 | 0.41505 | 0.36105 | 0.36596 | 0.47018
-38.75 | -64.75 | p_wind_Argentina_AR653 | Argentina | 0.46314 | 0.40866 | 0.3561 | 0.39234 | 0.41584 | 0.44904 | 0.42131 | 0.36739 | 0.37149 | 0.47535
-39.25 | -64.75 | p_wind_Argentina_AR654 | Argentina | 0.47005 | 0.41587 | 0.363 | 0.39975 | 0.42368 | 0.45608 | 0.429 | 0.37493 | 0.37758 | 0.48144
-39.75 | -64.75 | p_wind_Argentina_AR655 | Argentina | 0.4773 | 0.42356 | 0.37044 | 0.40764 | 0.43186 | 0.46351 | 0.43696 | 0.38283 | 0.38444 | 0.48816
-42.25 | -64.75 | p_wind_Argentina_AR658 | Argentina | 0.55204 | 0.5037 | 0.45108 | 0.49062 | 0.5164 | 0.54004 | 0.51942 | 0.46753 | 0.45823 | 0.55699
-33.25 | -64.25 | p_wind_Argentina_AR680 | Argentina | 0.3088 | 0.25605 | 0.21845 | 0.229 | 0.22726 | 0.2938 | 0.2328 | 0.19559 | 0.27388 | 0.36877
-33.75 | -64.25 | p_wind_Argentina_AR681 | Argentina | 0.29307 | 0.24159 | 0.20619 | 0.21613 | 0.21429 | 0.27832 | 0.21942 | 0.18421 | 0.25965 | 0.35111
-34.25 | -64.25 | p_wind_Argentina_AR682 | Argentina | 0.28563 | 0.23511 | 0.20062 | 0.2117 | 0.21159 | 0.27116 | 0.21667 | 0.18187 | 0.2492 | 0.33803
-34.75 | -64.25 | p_wind_Argentina_AR683 | Argentina | 0.28262 | 0.23274 | 0.19875 | 0.21218 | 0.21514 | 0.26834 | 0.22023 | 0.18507 | 0.24011 | 0.32629
-35.25 | -64.25 | p_wind_Argentina_AR684 | Argentina | 0.29644 | 0.24568 | 0.20996 | 0.22328 | 0.22548 | 0.28201 | 0.23075 | 0.19423 | 0.25465 | 0.34363
-35.75 | -64.25 | p_wind_Argentina_AR685 | Argentina | 0.29783 | 0.24683 | 0.21127 | 0.22812 | 0.23474 | 0.28327 | 0.2401 | 0.20258 | 0.24656 | 0.33372
-36.25 | -64.25 | p_wind_Argentina_AR686 | Argentina | 0.31744 | 0.2651 | 0.22714 | 0.24584 | 0.25391 | 0.3026 | 0.25964 | 0.21965 | 0.26172 | 0.35208
-36.75 | -64.25 | p_wind_Argentina_AR687 | Argentina | 0.35627 | 0.30167 | 0.25871 | 0.27577 | 0.28018 | 0.3411 | 0.28652 | 0.24294 | 0.30582 | 0.40479
-37.25 | -64.25 | p_wind_Argentina_AR688 | Argentina | 0.38552 | 0.32994 | 0.28366 | 0.30783 | 0.31978 | 0.37035 | 0.32644 | 0.27851 | 0.31818 | 0.41906
-37.75 | -64.25 | p_wind_Argentina_AR689 | Argentina | 0.42962 | 0.37394 | 0.32338 | 0.35612 | 0.37663 | 0.41487 | 0.38288 | 0.33037 | 0.34381 | 0.44704
-38.25 | -64.25 | p_wind_Argentina_AR690 | Argentina | 0.45075 | 0.39566 | 0.34377 | 0.37916 | 0.40204 | 0.43633 | 0.40777 | 0.35422 | 0.36011 | 0.46378
-38.75 | -64.25 | p_wind_Argentina_AR691 | Argentina | 0.45661 | 0.40197 | 0.34999 | 0.38564 | 0.40868 | 0.44236 | 0.4142 | 0.36073 | 0.36593 | 0.46928
-39.25 | -64.25 | p_wind_Argentina_AR692 | Argentina | 0.47078 | 0.41636 | 0.36344 | 0.4 | 0.42366 | 0.45671 | 0.42904 | 0.3749 | 0.37869 | 0.48285
-39.75 | -64.25 | p_wind_Argentina_AR693 | Argentina | 0.48274 | 0.4287 | 0.37506 | 0.41237 | 0.43655 | 0.46889 | 0.44175 | 0.38714 | 0.38963 | 0.49422
-40.25 | -64.25 | p_wind_Argentina_AR694 | Argentina | 0.49209 | 0.43844 | 0.38433 | 0.42202 | 0.44637 | 0.47841 | 0.45143 | 0.39661 | 0.39871 | 0.50346
-40.75 | -64.25 | p_wind_Argentina_AR695 | Argentina | 0.50444 | 0.45392 | 0.4016 | 0.43978 | 0.4647 | 0.49169 | 0.4686 | 0.41609 | 0.41193 | 0.51196
-42.75 | -64.25 | p_wind_Argentina_AR696 | Argentina | 0.56038 | 0.51332 | 0.46208 | 0.50124 | 0.52676 | 0.54865 | 0.52936 | 0.47895 | 0.46789 | 0.56404
-54.75 | -64.25 | p_wind_Argentina_AR697 | Argentina | 0.66956 | 0.62968 | 0.58122 | 0.62047 | 0.64599 | 0.65993 | 0.6469 | 0.60102 | 0.57993 | 0.66753
-32.75 | -63.75 | p_wind_Argentina_AR719 | Argentina | 0.31503 | 0.26289 | 0.22467 | 0.23537 | 0.23357 | 0.30031 | 0.23907 | 0.20136 | 0.28051 | 0.37508
-33.25 | -63.75 | p_wind_Argentina_AR720 | Argentina | 0.30235 | 0.25088 | 0.21426 | 0.2247 | 0.22313 | 0.28772 | 0.22843 | 0.19211 | 0.26809 | 0.36047
-33.75 | -63.75 | p_wind_Argentina_AR721 | Argentina | 0.29451 | 0.24335 | 0.20772 | 0.21803 | 0.21663 | 0.2799 | 0.22184 | 0.18633 | 0.26023 | 0.35133
-34.25 | -63.75 | p_wind_Argentina_AR722 | Argentina | 0.29984 | 0.2486 | 0.21215 | 0.22681 | 0.23049 | 0.2853 | 0.23605 | 0.1985 | 0.25434 | 0.34405
-34.75 | -63.75 | p_wind_Argentina_AR723 | Argentina | 0.31418 | 0.26286 | 0.22481 | 0.24581 | 0.25674 | 0.29979 | 0.2625 | 0.22192 | 0.25328 | 0.34159
-35.25 | -63.75 | p_wind_Argentina_AR724 | Argentina | 0.32162 | 0.27003 | 0.23131 | 0.25344 | 0.26545 | 0.30721 | 0.27116 | 0.2298 | 0.2583 | 0.34713
-35.75 | -63.75 | p_wind_Argentina_AR725 | Argentina | 0.33199 | 0.27964 | 0.23979 | 0.26279 | 0.27552 | 0.31738 | 0.28139 | 0.23889 | 0.2664 | 0.35693
-36.25 | -63.75 | p_wind_Argentina_AR726 | Argentina | 0.35221 | 0.29925 | 0.25721 | 0.28365 | 0.2998 | 0.33759 | 0.30584 | 0.26087 | 0.27873 | 0.37105
-36.75 | -63.75 | p_wind_Argentina_AR727 | Argentina | 0.3694 | 0.3159 | 0.27199 | 0.3003 | 0.31802 | 0.35478 | 0.32411 | 0.27739 | 0.29202 | 0.38648
-37.25 | -63.75 | p_wind_Argentina_AR728 | Argentina | 0.405 | 0.35041 | 0.30264 | 0.33372 | 0.35328 | 0.39036 | 0.3594 | 0.30931 | 0.32243 | 0.42171
-37.75 | -63.75 | p_wind_Argentina_AR729 | Argentina | 0.4383 | 0.38344 | 0.33262 | 0.367 | 0.38913 | 0.42385 | 0.39492 | 0.34228 | 0.34957 | 0.45194
-38.25 | -63.75 | p_wind_Argentina_AR730 | Argentina | 0.44453 | 0.38973 | 0.33853 | 0.37343 | 0.39599 | 0.43013 | 0.40168 | 0.34876 | 0.35489 | 0.45755
-38.75 | -63.75 | p_wind_Argentina_AR731 | Argentina | 0.44954 | 0.39476 | 0.34344 | 0.37849 | 0.40115 | 0.43516 | 0.40679 | 0.35377 | 0.35966 | 0.4624
-39.25 | -63.75 | p_wind_Argentina_AR732 | Argentina | 0.46993 | 0.41526 | 0.36234 | 0.39854 | 0.42188 | 0.45576 | 0.42741 | 0.3732 | 0.37834 | 0.48275
-39.75 | -63.75 | p_wind_Argentina_AR733 | Argentina | 0.48527 | 0.43088 | 0.37686 | 0.41398 | 0.43788 | 0.47133 | 0.44324 | 0.38829 | 0.39243 | 0.49782
-40.25 | -63.75 | p_wind_Argentina_AR734 | Argentina | 0.49318 | 0.43909 | 0.38468 | 0.42222 | 0.44639 | 0.47936 | 0.45161 | 0.39645 | 0.39983 | 0.50534
-40.75 | -63.75 | p_wind_Argentina_AR735 | Argentina | 0.51284 | 0.461 | 0.40705 | 0.44519 | 0.4697 | 0.49976 | 0.47403 | 0.41993 | 0.42012 | 0.52316
-42.25 | -63.75 | p_wind_Argentina_AR736 | Argentina | 0.56712 | 0.52096 | 0.47 | 0.50899 | 0.5342 | 0.55567 | 0.5365 | 0.48665 | 0.47575 | 0.57094
-42.75 | -63.75 | p_wind_Argentina_AR737 | Argentina | 0.57192 | 0.52644 | 0.47604 | 0.51481 | 0.53985 | 0.56065 | 0.54192 | 0.49272 | 0.48144 | 0.57542
-31.75 | -63.25 | p_wind_Argentina_AR757 | Argentina | 0.30344 | 0.25312 | 0.21733 | 0.2332 | 0.23824 | 0.2892 | 0.24311 | 0.20591 | 0.25619 | 0.34341
-32.25 | -63.25 | p_wind_Argentina_AR758 | Argentina | 0.305 | 0.25419 | 0.21776 | 0.22899 | 0.22824 | 0.29061 | 0.23322 | 0.19685 | 0.26959 | 0.36037
-32.75 | -63.25 | p_wind_Argentina_AR759 | Argentina | 0.30065 | 0.24987 | 0.21362 | 0.22362 | 0.22153 | 0.28626 | 0.2266 | 0.19076 | 0.26815 | 0.35944
-33.25 | -63.25 | p_wind_Argentina_AR760 | Argentina | 0.30225 | 0.25103 | 0.21451 | 0.22439 | 0.22205 | 0.28771 | 0.22722 | 0.19115 | 0.26984 | 0.36196
-33.75 | -63.25 | p_wind_Argentina_AR761 | Argentina | 0.31129 | 0.25916 | 0.2214 | 0.23479 | 0.23642 | 0.29652 | 0.24199 | 0.20377 | 0.26939 | 0.36205
-34.25 | -63.25 | p_wind_Argentina_AR762 | Argentina | 0.33144 | 0.27896 | 0.23873 | 0.26067 | 0.272 | 0.31685 | 0.27798 | 0.23545 | 0.26859 | 0.36028
-34.75 | -63.25 | p_wind_Argentina_AR763 | Argentina | 0.3562 | 0.30394 | 0.26128 | 0.28878 | 0.30586 | 0.34198 | 0.31165 | 0.2662 | 0.2814 | 0.37346
-35.25 | -63.25 | p_wind_Argentina_AR764 | Argentina | 0.36292 | 0.31063 | 0.26747 | 0.29526 | 0.31241 | 0.34875 | 0.31809 | 0.27227 | 0.28788 | 0.3805
-35.75 | -63.25 | p_wind_Argentina_AR765 | Argentina | 0.36813 | 0.31517 | 0.27149 | 0.29992 | 0.31774 | 0.35372 | 0.32357 | 0.27713 | 0.2911 | 0.38475
-36.25 | -63.25 | p_wind_Argentina_AR766 | Argentina | 0.38023 | 0.32659 | 0.28167 | 0.31157 | 0.33076 | 0.36568 | 0.33676 | 0.28904 | 0.29957 | 0.39488
-36.75 | -63.25 | p_wind_Argentina_AR767 | Argentina | 0.39424 | 0.34009 | 0.29368 | 0.32473 | 0.34477 | 0.37964 | 0.35084 | 0.30178 | 0.31118 | 0.40843
-37.25 | -63.25 | p_wind_Argentina_AR768 | Argentina | 0.41954 | 0.36461 | 0.31551 | 0.34846 | 0.36971 | 0.4049 | 0.37575 | 0.32441 | 0.33292 | 0.43362
-37.75 | -63.25 | p_wind_Argentina_AR769 | Argentina | 0.45338 | 0.3979 | 0.34552 | 0.38096 | 0.40377 | 0.43885 | 0.40963 | 0.35564 | 0.36251 | 0.46709
-38.25 | -63.25 | p_wind_Argentina_AR770 | Argentina | 0.46695 | 0.41176 | 0.35851 | 0.39476 | 0.41807 | 0.45261 | 0.42369 | 0.36913 | 0.37505 | 0.48026
-38.75 | -63.25 | p_wind_Argentina_AR771 | Argentina | 0.4601 | 0.40506 | 0.35266 | 0.38841 | 0.41148 | 0.44572 | 0.41714 | 0.36323 | 0.36895 | 0.47306
-39.25 | -63.25 | p_wind_Argentina_AR772 | Argentina | 0.46764 | 0.41262 | 0.35975 | 0.39577 | 0.41898 | 0.45331 | 0.42465 | 0.37039 | 0.37607 | 0.48072
-39.75 | -63.25 | p_wind_Argentina_AR773 | Argentina | 0.48416 | 0.42924 | 0.37515 | 0.41215 | 0.43597 | 0.47001 | 0.44151 | 0.38635 | 0.3911 | 0.49701
-40.25 | -63.25 | p_wind_Argentina_AR774 | Argentina | 0.49492 | 0.44015 | 0.38535 | 0.42303 | 0.44729 | 0.48087 | 0.45271 | 0.39706 | 0.4008 | 0.50736
-40.75 | -63.25 | p_wind_Argentina_AR775 | Argentina | 0.51467 | 0.46158 | 0.40663 | 0.44517 | 0.46999 | 0.50123 | 0.47472 | 0.41949 | 0.42028 | 0.52549
-22.75 | -62.75 | p_wind_Argentina_AR777 | Argentina | 0.40831 | 0.35928 | 0.31611 | 0.3462 | 0.36527 | 0.39525 | 0.36957 | 0.32453 | 0.33118 | 0.42039
-23.25 | -62.75 | p_wind_Argentina_AR778 | Argentina | 0.39633 | 0.34641 | 0.30351 | 0.33178 | 0.34896 | 0.38291 | 0.3536 | 0.30874 | 0.3227 | 0.41285
-24.75 | -62.75 | p_wind_Argentina_AR781 | Argentina | 0.41005 | 0.35701 | 0.31074 | 0.34105 | 0.35988 | 0.39583 | 0.36539 | 0.317 | 0.33025 | 0.42668
-25.25 | -62.75 | p_wind_Argentina_AR782 | Argentina | 0.41652 | 0.363 | 0.31576 | 0.34799 | 0.36886 | 0.40222 | 0.3745 | 0.32499 | 0.3319 | 0.42934
-25.75 | -62.75 | p_wind_Argentina_AR783 | Argentina | 0.41705 | 0.36308 | 0.31547 | 0.34778 | 0.36866 | 0.40261 | 0.37444 | 0.32451 | 0.33207 | 0.43028
-26.25 | -62.75 | p_wind_Argentina_AR784 | Argentina | 0.41858 | 0.36393 | 0.3157 | 0.34837 | 0.36958 | 0.40396 | 0.37559 | 0.32495 | 0.33235 | 0.43175
-28.75 | -62.75 | p_wind_Argentina_AR789 | Argentina | 0.40608 | 0.35008 | 0.30229 | 0.33392 | 0.35439 | 0.39084 | 0.36094 | 0.31035 | 0.32044 | 0.42063
-29.25 | -62.75 | p_wind_Argentina_AR790 | Argentina | 0.3959 | 0.34114 | 0.29491 | 0.32583 | 0.34582 | 0.38097 | 0.35204 | 0.30298 | 0.31237 | 0.40979
-29.75 | -62.75 | p_wind_Argentina_AR791 | Argentina | 0.37734 | 0.32411 | 0.28037 | 0.30997 | 0.32911 | 0.36276 | 0.33487 | 0.28816 | 0.29721 | 0.39066
-30.25 | -62.75 | p_wind_Argentina_AR792 | Argentina | 0.36382 | 0.31199 | 0.2702 | 0.29975 | 0.31941 | 0.3496 | 0.32475 | 0.27972 | 0.28407 | 0.37383
-30.75 | -62.75 | p_wind_Argentina_AR793 | Argentina | 0.34928 | 0.29852 | 0.25837 | 0.28706 | 0.30625 | 0.33533 | 0.31138 | 0.26786 | 0.27162 | 0.35866
-31.25 | -62.75 | p_wind_Argentina_AR794 | Argentina | 0.33533 | 0.28476 | 0.24566 | 0.27219 | 0.28913 | 0.32136 | 0.29434 | 0.25201 | 0.26258 | 0.34902
-31.75 | -62.75 | p_wind_Argentina_AR795 | Argentina | 0.31978 | 0.26897 | 0.23119 | 0.25281 | 0.26429 | 0.30556 | 0.26953 | 0.22925 | 0.25834 | 0.34563
-32.25 | -62.75 | p_wind_Argentina_AR796 | Argentina | 0.31426 | 0.26303 | 0.22552 | 0.24071 | 0.2444 | 0.29985 | 0.24964 | 0.21122 | 0.26881 | 0.35927
-32.75 | -62.75 | p_wind_Argentina_AR797 | Argentina | 0.31469 | 0.26313 | 0.22519 | 0.23797 | 0.23865 | 0.3002 | 0.244 | 0.2059 | 0.2753 | 0.36769
-33.25 | -62.75 | p_wind_Argentina_AR798 | Argentina | 0.31932 | 0.2674 | 0.2288 | 0.24549 | 0.25082 | 0.30475 | 0.25644 | 0.21666 | 0.26968 | 0.36141
-33.75 | -62.75 | p_wind_Argentina_AR799 | Argentina | 0.33515 | 0.28244 | 0.24194 | 0.26348 | 0.27414 | 0.32048 | 0.28007 | 0.23746 | 0.27347 | 0.3659
-34.25 | -62.75 | p_wind_Argentina_AR800 | Argentina | 0.35477 | 0.30147 | 0.25876 | 0.28448 | 0.29947 | 0.34012 | 0.30554 | 0.26023 | 0.28343 | 0.37722
-34.75 | -62.75 | p_wind_Argentina_AR801 | Argentina | 0.37466 | 0.32151 | 0.27695 | 0.30634 | 0.32495 | 0.36029 | 0.33078 | 0.2835 | 0.29575 | 0.39029
-35.25 | -62.75 | p_wind_Argentina_AR802 | Argentina | 0.38139 | 0.32852 | 0.28347 | 0.31354 | 0.33272 | 0.36718 | 0.33839 | 0.29074 | 0.30143 | 0.39612
-35.75 | -62.75 | p_wind_Argentina_AR803 | Argentina | 0.38189 | 0.32873 | 0.28361 | 0.31383 | 0.33326 | 0.36755 | 0.33909 | 0.29129 | 0.30111 | 0.39611
-36.25 | -62.75 | p_wind_Argentina_AR804 | Argentina | 0.38835 | 0.33465 | 0.28887 | 0.31963 | 0.33956 | 0.37386 | 0.34557 | 0.29709 | 0.30593 | 0.40211
-36.75 | -62.75 | p_wind_Argentina_AR805 | Argentina | 0.39946 | 0.34525 | 0.2983 | 0.33002 | 0.35066 | 0.3849 | 0.35675 | 0.3072 | 0.31496 | 0.41278
-37.25 | -62.75 | p_wind_Argentina_AR806 | Argentina | 0.42326 | 0.36814 | 0.31868 | 0.35211 | 0.37386 | 0.4086 | 0.37998 | 0.32826 | 0.33536 | 0.43658
-37.75 | -62.75 | p_wind_Argentina_AR807 | Argentina | 0.46031 | 0.40452 | 0.35146 | 0.38729 | 0.41036 | 0.44572 | 0.41635 | 0.36174 | 0.36845 | 0.47407
-38.25 | -62.75 | p_wind_Argentina_AR808 | Argentina | 0.4804 | 0.42519 | 0.37094 | 0.40784 | 0.43145 | 0.46613 | 0.43698 | 0.38166 | 0.38758 | 0.49388
-38.75 | -62.75 | p_wind_Argentina_AR809 | Argentina | 0.47274 | 0.41755 | 0.36399 | 0.40073 | 0.4245 | 0.45842 | 0.43015 | 0.37529 | 0.37971 | 0.48518
-39.25 | -62.75 | p_wind_Argentina_AR810 | Argentina | 0.47352 | 0.41819 | 0.36469 | 0.40147 | 0.4254 | 0.45914 | 0.43113 | 0.37626 | 0.38008 | 0.48562
-39.75 | -62.75 | p_wind_Argentina_AR811 | Argentina | 0.49099 | 0.43569 | 0.38109 | 0.41901 | 0.44373 | 0.47672 | 0.44932 | 0.3936 | 0.39555 | 0.50218
-40.25 | -62.75 | p_wind_Argentina_AR812 | Argentina | 0.5056 | 0.45083 | 0.39551 | 0.43459 | 0.46025 | 0.49159 | 0.46551 | 0.40941 | 0.40831 | 0.51526
-40.75 | -62.75 | p_wind_Argentina_AR813 | Argentina | 0.52431 | 0.47178 | 0.41693 | 0.45692 | 0.48325 | 0.51106 | 0.4876 | 0.43257 | 0.42688 | 0.53141
-22.75 | -62.25 | p_wind_Argentina_AR814 | Argentina | 0.42862 | 0.37906 | 0.33452 | 0.36536 | 0.38492 | 0.41545 | 0.38941 | 0.34314 | 0.3497 | 0.44079
-23.25 | -62.25 | p_wind_Argentina_AR815 | Argentina | 0.42097 | 0.37074 | 0.32603 | 0.35692 | 0.3766 | 0.40758 | 0.38128 | 0.33471 | 0.34137 | 0.43324
-23.75 | -62.25 | p_wind_Argentina_AR816 | Argentina | 0.41636 | 0.3652 | 0.32012 | 0.35131 | 0.37134 | 0.40267 | 0.37627 | 0.32914 | 0.33536 | 0.42842
-24.25 | -62.25 | p_wind_Argentina_AR817 | Argentina | 0.41732 | 0.36515 | 0.31919 | 0.35089 | 0.37136 | 0.40334 | 0.37662 | 0.32849 | 0.33454 | 0.42939
-24.75 | -62.25 | p_wind_Argentina_AR818 | Argentina | 0.41913 | 0.36609 | 0.31928 | 0.35122 | 0.3718 | 0.40492 | 0.3773 | 0.32829 | 0.33539 | 0.43195
-25.25 | -62.25 | p_wind_Argentina_AR819 | Argentina | 0.41378 | 0.36009 | 0.31317 | 0.34489 | 0.36529 | 0.39934 | 0.37105 | 0.32178 | 0.32999 | 0.42728
-25.75 | -62.25 | p_wind_Argentina_AR820 | Argentina | 0.41141 | 0.35709 | 0.30988 | 0.3417 | 0.36227 | 0.39678 | 0.36824 | 0.31854 | 0.32688 | 0.425
-27.75 | -62.25 | p_wind_Argentina_AR824 | Argentina | 0.39771 | 0.34186 | 0.29482 | 0.32603 | 0.34633 | 0.38247 | 0.35295 | 0.30292 | 0.31271 | 0.41198
-28.25 | -62.25 | p_wind_Argentina_AR825 | Argentina | 0.38332 | 0.3278 | 0.28241 | 0.312 | 0.3309 | 0.368 | 0.33747 | 0.28898 | 0.30165 | 0.39909
-28.75 | -62.25 | p_wind_Argentina_AR826 | Argentina | 0.38248 | 0.32737 | 0.28204 | 0.31192 | 0.33123 | 0.3673 | 0.33769 | 0.28928 | 0.30033 | 0.3972
-29.25 | -62.25 | p_wind_Argentina_AR827 | Argentina | 0.38259 | 0.32805 | 0.28284 | 0.31295 | 0.33244 | 0.36765 | 0.33871 | 0.29048 | 0.30051 | 0.3967
-29.75 | -62.25 | p_wind_Argentina_AR828 | Argentina | 0.37822 | 0.32438 | 0.27986 | 0.30965 | 0.32893 | 0.36349 | 0.33498 | 0.2875 | 0.29722 | 0.39208
-30.25 | -62.25 | p_wind_Argentina_AR829 | Argentina | 0.37393 | 0.32109 | 0.27749 | 0.30766 | 0.32758 | 0.35952 | 0.33333 | 0.28666 | 0.29254 | 0.38525
-30.75 | -62.25 | p_wind_Argentina_AR830 | Argentina | 0.36741 | 0.3158 | 0.27318 | 0.30327 | 0.32334 | 0.3534 | 0.32879 | 0.2831 | 0.28679 | 0.37728
-31.25 | -62.25 | p_wind_Argentina_AR831 | Argentina | 0.35788 | 0.30677 | 0.26496 | 0.29381 | 0.31268 | 0.34399 | 0.31811 | 0.27331 | 0.28025 | 0.36976
-31.75 | -62.25 | p_wind_Argentina_AR832 | Argentina | 0.34008 | 0.28902 | 0.24888 | 0.2752 | 0.29165 | 0.32603 | 0.29713 | 0.254 | 0.26777 | 0.35614
-32.25 | -62.25 | p_wind_Argentina_AR833 | Argentina | 0.33094 | 0.27935 | 0.23992 | 0.26164 | 0.27278 | 0.3166 | 0.27835 | 0.23669 | 0.26932 | 0.35931
-32.75 | -62.25 | p_wind_Argentina_AR834 | Argentina | 0.33273 | 0.28043 | 0.24047 | 0.25913 | 0.26635 | 0.31817 | 0.27205 | 0.23068 | 0.27864 | 0.37131
-33.25 | -62.25 | p_wind_Argentina_AR835 | Argentina | 0.33939 | 0.28692 | 0.24611 | 0.2693 | 0.28182 | 0.32486 | 0.28767 | 0.24449 | 0.27401 | 0.36586
-33.75 | -62.25 | p_wind_Argentina_AR836 | Argentina | 0.35604 | 0.3032 | 0.26059 | 0.28807 | 0.30518 | 0.34156 | 0.31106 | 0.26555 | 0.2807 | 0.37325
-34.25 | -62.25 | p_wind_Argentina_AR837 | Argentina | 0.37043 | 0.31691 | 0.27261 | 0.30075 | 0.31808 | 0.35586 | 0.32409 | 0.27714 | 0.29392 | 0.38891
-34.75 | -62.25 | p_wind_Argentina_AR838 | Argentina | 0.38191 | 0.32833 | 0.28288 | 0.31289 | 0.33199 | 0.36744 | 0.33792 | 0.28981 | 0.3015 | 0.3973
-35.25 | -62.25 | p_wind_Argentina_AR839 | Argentina | 0.38572 | 0.33238 | 0.28667 | 0.31731 | 0.337 | 0.37137 | 0.34284 | 0.29452 | 0.30419 | 0.39989
-35.75 | -62.25 | p_wind_Argentina_AR840 | Argentina | 0.3842 | 0.33084 | 0.28529 | 0.31577 | 0.33545 | 0.36983 | 0.34143 | 0.2932 | 0.30264 | 0.39825
-36.25 | -62.25 | p_wind_Argentina_AR841 | Argentina | 0.38802 | 0.33429 | 0.2883 | 0.31909 | 0.33906 | 0.37354 | 0.34518 | 0.29651 | 0.30542 | 0.40186
-36.75 | -62.25 | p_wind_Argentina_AR842 | Argentina | 0.39727 | 0.34306 | 0.29617 | 0.32776 | 0.34833 | 0.3827 | 0.35449 | 0.30498 | 0.31293 | 0.4107
-37.25 | -62.25 | p_wind_Argentina_AR843 | Argentina | 0.41993 | 0.36481 | 0.31563 | 0.34875 | 0.37028 | 0.40524 | 0.37651 | 0.32501 | 0.33249 | 0.43348
-37.75 | -62.25 | p_wind_Argentina_AR844 | Argentina | 0.45995 | 0.40417 | 0.35119 | 0.38692 | 0.40994 | 0.44538 | 0.41598 | 0.36143 | 0.36822 | 0.47381
-38.25 | -62.25 | p_wind_Argentina_AR845 | Argentina | 0.49086 | 0.43587 | 0.38102 | 0.41835 | 0.44215 | 0.47673 | 0.44752 | 0.39184 | 0.39769 | 0.50447
-38.75 | -62.25 | p_wind_Argentina_AR846 | Argentina | 0.48715 | 0.43217 | 0.37771 | 0.41559 | 0.44029 | 0.47298 | 0.44574 | 0.39022 | 0.39208 | 0.49824
-39.25 | -62.25 | p_wind_Argentina_AR847 | Argentina | 0.48475 | 0.42968 | 0.37563 | 0.41435 | 0.44027 | 0.4705 | 0.44581 | 0.39041 | 0.38704 | 0.49257
-39.75 | -62.25 | p_wind_Argentina_AR848 | Argentina | 0.50517 | 0.45071 | 0.39596 | 0.43617 | 0.46335 | 0.49119 | 0.46846 | 0.41271 | 0.40489 | 0.51051
-23.25 | -61.75 | p_wind_Argentina_AR849 | Argentina | 0.4201 | 0.36951 | 0.3249 | 0.35528 | 0.3745 | 0.40656 | 0.37932 | 0.33277 | 0.34124 | 0.43342
-23.75 | -61.75 | p_wind_Argentina_AR850 | Argentina | 0.41638 | 0.36503 | 0.31999 | 0.35073 | 0.3703 | 0.40261 | 0.37538 | 0.32825 | 0.33617 | 0.42947
-24.25 | -61.75 | p_wind_Argentina_AR851 | Argentina | 0.41538 | 0.36331 | 0.31769 | 0.34904 | 0.36925 | 0.4014 | 0.37452 | 0.32668 | 0.33327 | 0.42768
-24.75 | -61.75 | p_wind_Argentina_AR852 | Argentina | 0.40244 | 0.34987 | 0.30488 | 0.33548 | 0.35511 | 0.38821 | 0.36058 | 0.31313 | 0.32133 | 0.41561
-25.25 | -61.75 | p_wind_Argentina_AR853 | Argentina | 0.3935 | 0.34014 | 0.29532 | 0.32417 | 0.34195 | 0.37895 | 0.34772 | 0.30047 | 0.31579 | 0.4111
-27.75 | -61.75 | p_wind_Argentina_AR858 | Argentina | 0.36381 | 0.30928 | 0.26615 | 0.29292 | 0.30915 | 0.34865 | 0.31546 | 0.26936 | 0.28878 | 0.38367
-28.25 | -61.75 | p_wind_Argentina_AR859 | Argentina | 0.35124 | 0.29701 | 0.25526 | 0.28087 | 0.29621 | 0.33603 | 0.30248 | 0.25764 | 0.27847 | 0.37181
-28.75 | -61.75 | p_wind_Argentina_AR860 | Argentina | 0.35374 | 0.29951 | 0.25726 | 0.28273 | 0.29774 | 0.33859 | 0.30407 | 0.2589 | 0.28158 | 0.37563
-29.25 | -61.75 | p_wind_Argentina_AR861 | Argentina | 0.35393 | 0.30003 | 0.2577 | 0.28365 | 0.29916 | 0.33894 | 0.3054 | 0.26014 | 0.28104 | 0.37469
-29.75 | -61.75 | p_wind_Argentina_AR862 | Argentina | 0.35539 | 0.30181 | 0.25937 | 0.28496 | 0.29993 | 0.34055 | 0.30607 | 0.26091 | 0.2838 | 0.37753
-30.25 | -61.75 | p_wind_Argentina_AR863 | Argentina | 0.35965 | 0.3066 | 0.26387 | 0.29075 | 0.30718 | 0.34507 | 0.31323 | 0.26769 | 0.28542 | 0.37851
-30.75 | -61.75 | p_wind_Argentina_AR864 | Argentina | 0.3662 | 0.31407 | 0.27089 | 0.29992 | 0.31866 | 0.35205 | 0.32445 | 0.27838 | 0.28783 | 0.37988
-31.25 | -61.75 | p_wind_Argentina_AR865 | Argentina | 0.36634 | 0.31487 | 0.27185 | 0.30073 | 0.31925 | 0.35246 | 0.32484 | 0.2791 | 0.28897 | 0.38033
-31.75 | -61.75 | p_wind_Argentina_AR866 | Argentina | 0.35702 | 0.30589 | 0.26386 | 0.29196 | 0.30987 | 0.34317 | 0.31541 | 0.27058 | 0.2813 | 0.37145
-32.25 | -61.75 | p_wind_Argentina_AR867 | Argentina | 0.34865 | 0.29724 | 0.25596 | 0.28314 | 0.30027 | 0.33459 | 0.30588 | 0.2617 | 0.27447 | 0.36426
-32.75 | -61.75 | p_wind_Argentina_AR868 | Argentina | 0.34529 | 0.29311 | 0.25197 | 0.27727 | 0.29224 | 0.3309 | 0.29801 | 0.25419 | 0.27502 | 0.36611
-33.25 | -61.75 | p_wind_Argentina_AR869 | Argentina | 0.35536 | 0.30256 | 0.26008 | 0.28664 | 0.30267 | 0.34086 | 0.30856 | 0.2634 | 0.28224 | 0.37502
-33.75 | -61.75 | p_wind_Argentina_AR870 | Argentina | 0.36992 | 0.31691 | 0.2728 | 0.30205 | 0.32074 | 0.35553 | 0.3266 | 0.27971 | 0.29095 | 0.38489
-34.25 | -61.75 | p_wind_Argentina_AR871 | Argentina | 0.37821 | 0.32506 | 0.28007 | 0.31001 | 0.32914 | 0.36387 | 0.33496 | 0.2873 | 0.29808 | 0.39297
-34.75 | -61.75 | p_wind_Argentina_AR872 | Argentina | 0.38207 | 0.32886 | 0.28344 | 0.31391 | 0.33358 | 0.36775 | 0.33945 | 0.29137 | 0.30072 | 0.39602
-35.25 | -61.75 | p_wind_Argentina_AR873 | Argentina | 0.38158 | 0.32826 | 0.28287 | 0.31324 | 0.3328 | 0.36721 | 0.33874 | 0.29065 | 0.30036 | 0.39573
-35.75 | -61.75 | p_wind_Argentina_AR874 | Argentina | 0.38151 | 0.32813 | 0.28272 | 0.31306 | 0.33266 | 0.36712 | 0.33868 | 0.29056 | 0.30012 | 0.39561
-36.25 | -61.75 | p_wind_Argentina_AR875 | Argentina | 0.38573 | 0.33209 | 0.28616 | 0.31689 | 0.33681 | 0.37129 | 0.34296 | 0.29434 | 0.30331 | 0.39962
-36.75 | -61.75 | p_wind_Argentina_AR876 | Argentina | 0.39536 | 0.34115 | 0.29423 | 0.32565 | 0.34604 | 0.38082 | 0.35227 | 0.30274 | 0.3114 | 0.40928
-37.25 | -61.75 | p_wind_Argentina_AR877 | Argentina | 0.41469 | 0.3597 | 0.31099 | 0.34359 | 0.3647 | 0.40001 | 0.37094 | 0.31987 | 0.32833 | 0.42877
-37.75 | -61.75 | p_wind_Argentina_AR878 | Argentina | 0.45379 | 0.39831 | 0.34618 | 0.38131 | 0.40392 | 0.43924 | 0.40992 | 0.35611 | 0.36325 | 0.46766
-38.25 | -61.75 | p_wind_Argentina_AR879 | Argentina | 0.49567 | 0.44107 | 0.38624 | 0.42357 | 0.4473 | 0.48168 | 0.45252 | 0.39698 | 0.40288 | 0.5093
-38.75 | -61.75 | p_wind_Argentina_AR880 | Argentina | 0.49884 | 0.44448 | 0.38971 | 0.42841 | 0.45377 | 0.48491 | 0.45892 | 0.40333 | 0.40265 | 0.50852
-23.75 | -61.25 | p_wind_Argentina_AR881 | Argentina | 0.39554 | 0.34403 | 0.30065 | 0.32921 | 0.3469 | 0.38154 | 0.35211 | 0.30642 | 0.3195 | 0.41153
-24.25 | -61.25 | p_wind_Argentina_AR882 | Argentina | 0.3921 | 0.34031 | 0.29684 | 0.32667 | 0.34592 | 0.37801 | 0.35121 | 0.30514 | 0.31264 | 0.40459
-24.75 | -61.25 | p_wind_Argentina_AR883 | Argentina | 0.35633 | 0.30532 | 0.26564 | 0.29323 | 0.31115 | 0.34214 | 0.31623 | 0.27333 | 0.28095 | 0.36815
-28.25 | -61.25 | p_wind_Argentina_AR890 | Argentina | 0.32462 | 0.27137 | 0.2326 | 0.24954 | 0.2552 | 0.30947 | 0.26102 | 0.22084 | 0.27319 | 0.36629
-28.75 | -61.25 | p_wind_Argentina_AR891 | Argentina | 0.33105 | 0.2772 | 0.23727 | 0.2505 | 0.25124 | 0.31582 | 0.25712 | 0.21709 | 0.28945 | 0.38621
-29.25 | -61.25 | p_wind_Argentina_AR892 | Argentina | 0.31297 | 0.26037 | 0.22273 | 0.23661 | 0.2389 | 0.29798 | 0.24449 | 0.20616 | 0.26933 | 0.36207
-29.75 | -61.25 | p_wind_Argentina_AR893 | Argentina | 0.33761 | 0.28392 | 0.24309 | 0.25598 | 0.25598 | 0.32255 | 0.26192 | 0.22129 | 0.29753 | 0.39509
-30.25 | -61.25 | p_wind_Argentina_AR894 | Argentina | 0.35985 | 0.30612 | 0.26287 | 0.28305 | 0.2911 | 0.34506 | 0.29734 | 0.25288 | 0.30235 | 0.39947
-30.75 | -61.25 | p_wind_Argentina_AR895 | Argentina | 0.35795 | 0.30619 | 0.2639 | 0.29226 | 0.31053 | 0.34385 | 0.31629 | 0.27104 | 0.28094 | 0.37177
-31.25 | -61.25 | p_wind_Argentina_AR896 | Argentina | 0.3603 | 0.30935 | 0.26709 | 0.29547 | 0.31364 | 0.34652 | 0.31916 | 0.27416 | 0.28409 | 0.37425
-31.75 | -61.25 | p_wind_Argentina_AR897 | Argentina | 0.35435 | 0.30381 | 0.26229 | 0.29027 | 0.30819 | 0.34065 | 0.31359 | 0.26929 | 0.2791 | 0.36814
-32.25 | -61.25 | p_wind_Argentina_AR898 | Argentina | 0.35369 | 0.30286 | 0.26132 | 0.28937 | 0.30734 | 0.33987 | 0.31272 | 0.26837 | 0.27815 | 0.36744
-32.75 | -61.25 | p_wind_Argentina_AR899 | Argentina | 0.357 | 0.30539 | 0.26323 | 0.29163 | 0.30986 | 0.34295 | 0.31542 | 0.27039 | 0.28025 | 0.3709
-33.25 | -61.25 | p_wind_Argentina_AR900 | Argentina | 0.36793 | 0.31542 | 0.27182 | 0.30117 | 0.32005 | 0.35368 | 0.32575 | 0.27937 | 0.28894 | 0.38186
-33.75 | -61.25 | p_wind_Argentina_AR901 | Argentina | 0.37827 | 0.32555 | 0.28081 | 0.31092 | 0.33028 | 0.36404 | 0.33593 | 0.28858 | 0.29801 | 0.39223
-34.25 | -61.25 | p_wind_Argentina_AR902 | Argentina | 0.37804 | 0.32555 | 0.28078 | 0.31112 | 0.33074 | 0.36393 | 0.3364 | 0.289 | 0.29737 | 0.39132
-34.75 | -61.25 | p_wind_Argentina_AR903 | Argentina | 0.37544 | 0.32302 | 0.27847 | 0.30864 | 0.3282 | 0.36135 | 0.33395 | 0.28669 | 0.295 | 0.38866
-35.25 | -61.25 | p_wind_Argentina_AR904 | Argentina | 0.37448 | 0.32178 | 0.27727 | 0.30715 | 0.32644 | 0.36027 | 0.33229 | 0.28504 | 0.29439 | 0.38833
-35.75 | -61.25 | p_wind_Argentina_AR905 | Argentina | 0.37652 | 0.32352 | 0.27871 | 0.3088 | 0.32825 | 0.36223 | 0.33417 | 0.28661 | 0.29581 | 0.39037
-36.25 | -61.25 | p_wind_Argentina_AR906 | Argentina | 0.38429 | 0.33094 | 0.28518 | 0.3158 | 0.33559 | 0.36997 | 0.34163 | 0.29323 | 0.30244 | 0.39835
-36.75 | -61.25 | p_wind_Argentina_AR907 | Argentina | 0.39724 | 0.34325 | 0.29614 | 0.32759 | 0.34787 | 0.3828 | 0.35397 | 0.30438 | 0.31365 | 0.41158
-37.25 | -61.25 | p_wind_Argentina_AR908 | Argentina | 0.41397 | 0.3592 | 0.31057 | 0.34304 | 0.36396 | 0.39937 | 0.37013 | 0.31919 | 0.32819 | 0.42836
-37.75 | -61.25 | p_wind_Argentina_AR909 | Argentina | 0.44579 | 0.39071 | 0.33943 | 0.37391 | 0.39605 | 0.43131 | 0.40195 | 0.34891 | 0.35674 | 0.4599
-38.25 | -61.25 | p_wind_Argentina_AR910 | Argentina | 0.48505 | 0.43058 | 0.37659 | 0.41318 | 0.43641 | 0.47104 | 0.44174 | 0.38687 | 0.39357 | 0.499
-38.75 | -61.25 | p_wind_Argentina_AR911 | Argentina | 0.49987 | 0.44587 | 0.39125 | 0.42979 | 0.455 | 0.48606 | 0.46013 | 0.40475 | 0.40418 | 0.50961
-24.25 | -60.75 | p_wind_Argentina_AR912 | Argentina | 0.33046 | 0.27887 | 0.24109 | 0.25848 | 0.26467 | 0.31584 | 0.26972 | 0.23046 | 0.27949 | 0.36939
-24.75 | -60.75 | p_wind_Argentina_AR913 | Argentina | 0.29984 | 0.24992 | 0.21596 | 0.2336 | 0.24134 | 0.28547 | 0.24583 | 0.20958 | 0.24754 | 0.33127
-28.75 | -60.75 | p_wind_Argentina_AR921 | Argentina | 0.3106 | 0.25864 | 0.22182 | 0.24154 | 0.2513 | 0.29576 | 0.25692 | 0.21751 | 0.25183 | 0.3399
-29.25 | -60.75 | p_wind_Argentina_AR922 | Argentina | 0.30901 | 0.25695 | 0.22006 | 0.23752 | 0.24448 | 0.29415 | 0.2501 | 0.2113 | 0.25596 | 0.34546
-29.75 | -60.75 | p_wind_Argentina_AR923 | Argentina | 0.33601 | 0.28301 | 0.24264 | 0.26366 | 0.27381 | 0.32119 | 0.27984 | 0.23737 | 0.27514 | 0.36791
-30.25 | -60.75 | p_wind_Argentina_AR924 | Argentina | 0.35116 | 0.29882 | 0.25723 | 0.28374 | 0.30007 | 0.33673 | 0.30593 | 0.26142 | 0.27785 | 0.36904
-30.75 | -60.75 | p_wind_Argentina_AR925 | Argentina | 0.34861 | 0.29747 | 0.25656 | 0.28427 | 0.3022 | 0.33458 | 0.30773 | 0.26374 | 0.27301 | 0.36178
-31.25 | -60.75 | p_wind_Argentina_AR926 | Argentina | 0.34395 | 0.29362 | 0.25341 | 0.28069 | 0.29826 | 0.33018 | 0.30364 | 0.2604 | 0.26974 | 0.35718
-31.75 | -60.75 | p_wind_Argentina_AR927 | Argentina | 0.34861 | 0.29846 | 0.25765 | 0.28573 | 0.30405 | 0.33499 | 0.3094 | 0.26565 | 0.27287 | 0.36067
-32.25 | -60.75 | p_wind_Argentina_AR928 | Argentina | 0.35193 | 0.30141 | 0.26005 | 0.28886 | 0.30784 | 0.33822 | 0.31319 | 0.26888 | 0.2745 | 0.36304
-32.75 | -60.75 | p_wind_Argentina_AR929 | Argentina | 0.3436 | 0.29236 | 0.25155 | 0.27855 | 0.29559 | 0.32957 | 0.30113 | 0.25736 | 0.26981 | 0.359
-33.25 | -60.75 | p_wind_Argentina_AR930 | Argentina | 0.34359 | 0.29173 | 0.25079 | 0.27759 | 0.29441 | 0.32933 | 0.30004 | 0.25609 | 0.26983 | 0.35982
-33.75 | -60.75 | p_wind_Argentina_AR931 | Argentina | 0.35844 | 0.30625 | 0.26362 | 0.29253 | 0.31121 | 0.34423 | 0.3168 | 0.27123 | 0.28036 | 0.37192
-34.25 | -60.75 | p_wind_Argentina_AR932 | Argentina | 0.36627 | 0.31416 | 0.27062 | 0.30001 | 0.31893 | 0.35219 | 0.32452 | 0.27821 | 0.28762 | 0.38007
-34.75 | -60.75 | p_wind_Argentina_AR933 | Argentina | 0.36675 | 0.31456 | 0.27085 | 0.30031 | 0.31931 | 0.35267 | 0.32501 | 0.27851 | 0.28781 | 0.38048
-35.25 | -60.75 | p_wind_Argentina_AR934 | Argentina | 0.36754 | 0.31499 | 0.2712 | 0.30067 | 0.31973 | 0.35333 | 0.32552 | 0.27888 | 0.28823 | 0.38131
-35.75 | -60.75 | p_wind_Argentina_AR935 | Argentina | 0.37033 | 0.31742 | 0.27338 | 0.30306 | 0.3223 | 0.35601 | 0.32816 | 0.28122 | 0.29035 | 0.38402
-36.25 | -60.75 | p_wind_Argentina_AR936 | Argentina | 0.37935 | 0.32601 | 0.28096 | 0.31128 | 0.3309 | 0.36495 | 0.33683 | 0.28901 | 0.29803 | 0.39313
-36.75 | -60.75 | p_wind_Argentina_AR937 | Argentina | 0.39864 | 0.34448 | 0.29736 | 0.32891 | 0.3493 | 0.38413 | 0.35537 | 0.30573 | 0.31476 | 0.41277
-37.25 | -60.75 | p_wind_Argentina_AR938 | Argentina | 0.4228 | 0.36778 | 0.3183 | 0.35137 | 0.37267 | 0.40818 | 0.37881 | 0.32714 | 0.33592 | 0.43716
-37.75 | -60.75 | p_wind_Argentina_AR939 | Argentina | 0.44793 | 0.39274 | 0.3412 | 0.37582 | 0.39804 | 0.43344 | 0.40396 | 0.35068 | 0.35865 | 0.46218
-38.25 | -60.75 | p_wind_Argentina_AR940 | Argentina | 0.47456 | 0.41993 | 0.36678 | 0.40273 | 0.42565 | 0.46042 | 0.43112 | 0.37683 | 0.38384 | 0.48855
-38.75 | -60.75 | p_wind_Argentina_AR941 | Argentina | 0.49212 | 0.43842 | 0.38493 | 0.42326 | 0.44869 | 0.47833 | 0.45377 | 0.39925 | 0.39643 | 0.50028
-24.25 | -60.25 | p_wind_Argentina_AR942 | Argentina | 0.32013 | 0.26813 | 0.23083 | 0.24579 | 0.24928 | 0.30532 | 0.25445 | 0.21615 | 0.2746 | 0.36562
-29.25 | -60.25 | p_wind_Argentina_AR952 | Argentina | 0.32293 | 0.27065 | 0.23219 | 0.25371 | 0.26504 | 0.30818 | 0.27081 | 0.22969 | 0.26044 | 0.3499
-29.75 | -60.25 | p_wind_Argentina_AR953 | Argentina | 0.34216 | 0.28989 | 0.24937 | 0.27521 | 0.29107 | 0.32764 | 0.29684 | 0.25323 | 0.27011 | 0.36011
-30.25 | -60.25 | p_wind_Argentina_AR954 | Argentina | 0.34263 | 0.29106 | 0.25069 | 0.27778 | 0.29516 | 0.32838 | 0.30077 | 0.25715 | 0.26795 | 0.35664
-30.75 | -60.25 | p_wind_Argentina_AR955 | Argentina | 0.33547 | 0.28452 | 0.24496 | 0.27084 | 0.28708 | 0.32139 | 0.29264 | 0.24996 | 0.26372 | 0.35136
-31.25 | -60.25 | p_wind_Argentina_AR956 | Argentina | 0.34242 | 0.29156 | 0.2511 | 0.27801 | 0.29515 | 0.3285 | 0.30075 | 0.25725 | 0.26868 | 0.35703
-31.75 | -60.25 | p_wind_Argentina_AR957 | Argentina | 0.35674 | 0.30566 | 0.26336 | 0.29209 | 0.3108 | 0.34294 | 0.31642 | 0.27127 | 0.27934 | 0.36959
-32.25 | -60.25 | p_wind_Argentina_AR958 | Argentina | 0.35045 | 0.29936 | 0.25755 | 0.28573 | 0.30395 | 0.33659 | 0.30959 | 0.26487 | 0.27415 | 0.36398
-32.75 | -60.25 | p_wind_Argentina_AR959 | Argentina | 0.3261 | 0.27489 | 0.23568 | 0.25903 | 0.27236 | 0.3119 | 0.27804 | 0.23615 | 0.2602 | 0.34889
-33.25 | -60.25 | p_wind_Argentina_AR960 | Argentina | 0.31386 | 0.26266 | 0.22495 | 0.24583 | 0.25661 | 0.29949 | 0.26216 | 0.22198 | 0.25349 | 0.34152
-33.75 | -60.25 | p_wind_Argentina_AR961 | Argentina | 0.33274 | 0.2812 | 0.24125 | 0.2664 | 0.28159 | 0.31851 | 0.28722 | 0.24435 | 0.26277 | 0.35192
-34.25 | -60.25 | p_wind_Argentina_AR962 | Argentina | 0.35729 | 0.30548 | 0.26286 | 0.29157 | 0.30998 | 0.34326 | 0.31553 | 0.27006 | 0.28009 | 0.37141
-34.75 | -60.25 | p_wind_Argentina_AR963 | Argentina | 0.36467 | 0.31249 | 0.269 | 0.29836 | 0.31729 | 0.35059 | 0.32293 | 0.27663 | 0.28599 | 0.37843
-35.25 | -60.25 | p_wind_Argentina_AR964 | Argentina | 0.36488 | 0.31228 | 0.26882 | 0.29824 | 0.31734 | 0.35061 | 0.32308 | 0.27667 | 0.28556 | 0.37829
-35.75 | -60.25 | p_wind_Argentina_AR965 | Argentina | 0.36759 | 0.31462 | 0.27096 | 0.30057 | 0.31983 | 0.35321 | 0.32565 | 0.27899 | 0.2876 | 0.38086
-36.25 | -60.25 | p_wind_Argentina_AR966 | Argentina | 0.37713 | 0.32367 | 0.2791 | 0.30925 | 0.32884 | 0.36263 | 0.33473 | 0.28726 | 0.29588 | 0.39051
-36.75 | -60.25 | p_wind_Argentina_AR967 | Argentina | 0.39775 | 0.34353 | 0.29684 | 0.32825 | 0.34861 | 0.38314 | 0.35464 | 0.30533 | 0.3139 | 0.41142
-37.25 | -60.25 | p_wind_Argentina_AR968 | Argentina | 0.4277 | 0.37259 | 0.32281 | 0.35621 | 0.37778 | 0.41307 | 0.38389 | 0.33194 | 0.34015 | 0.44173
-37.75 | -60.25 | p_wind_Argentina_AR969 | Argentina | 0.45322 | 0.39808 | 0.3462 | 0.38113 | 0.40355 | 0.43878 | 0.40941 | 0.35589 | 0.36344 | 0.46726
-38.25 | -60.25 | p_wind_Argentina_AR970 | Argentina | 0.47067 | 0.41615 | 0.36351 | 0.3992 | 0.42198 | 0.45651 | 0.42745 | 0.37357 | 0.38037 | 0.48443
-38.75 | -60.25 | p_wind_Argentina_AR971 | Argentina | 0.4889 | 0.43572 | 0.38309 | 0.42135 | 0.44689 | 0.47522 | 0.4518 | 0.39806 | 0.39339 | 0.4958
-29.75 | -59.75 | p_wind_Argentina_AR983 | Argentina | 0.34036 | 0.28891 | 0.24897 | 0.27632 | 0.29414 | 0.3261 | 0.29967 | 0.25632 | 0.26498 | 0.35284
-30.25 | -59.75 | p_wind_Argentina_AR984 | Argentina | 0.32848 | 0.27729 | 0.23842 | 0.2638 | 0.27969 | 0.31421 | 0.28528 | 0.24312 | 0.25738 | 0.3445
-30.75 | -59.75 | p_wind_Argentina_AR985 | Argentina | 0.32247 | 0.27132 | 0.23282 | 0.2566 | 0.27074 | 0.30818 | 0.27644 | 0.23489 | 0.25498 | 0.3424
-31.25 | -59.75 | p_wind_Argentina_AR986 | Argentina | 0.33746 | 0.28591 | 0.24547 | 0.27128 | 0.28722 | 0.32326 | 0.29306 | 0.24961 | 0.26571 | 0.3551
-31.75 | -59.75 | p_wind_Argentina_AR987 | Argentina | 0.35394 | 0.30223 | 0.25983 | 0.28808 | 0.30627 | 0.33992 | 0.3121 | 0.26677 | 0.2772 | 0.36829
-32.25 | -59.75 | p_wind_Argentina_AR988 | Argentina | 0.34894 | 0.29736 | 0.25536 | 0.28311 | 0.30085 | 0.33491 | 0.3067 | 0.26179 | 0.27323 | 0.36387
-32.75 | -59.75 | p_wind_Argentina_AR989 | Argentina | 0.31968 | 0.26844 | 0.22976 | 0.25261 | 0.2656 | 0.30541 | 0.27141 | 0.22996 | 0.25448 | 0.34278
-33.25 | -59.75 | p_wind_Argentina_AR990 | Argentina | 0.30286 | 0.25194 | 0.21547 | 0.23396 | 0.24231 | 0.28845 | 0.2478 | 0.20918 | 0.24787 | 0.33531
-33.75 | -59.75 | p_wind_Argentina_AR991 | Argentina | 0.31885 | 0.26765 | 0.22925 | 0.2515 | 0.26375 | 0.30458 | 0.26937 | 0.22833 | 0.25536 | 0.34359
-34.25 | -59.75 | p_wind_Argentina_AR992 | Argentina | 0.34579 | 0.29415 | 0.25273 | 0.28035 | 0.29803 | 0.33169 | 0.30367 | 0.25921 | 0.27042 | 0.36047
-34.75 | -59.75 | p_wind_Argentina_AR993 | Argentina | 0.36333 | 0.31095 | 0.26755 | 0.29674 | 0.31557 | 0.34916 | 0.32129 | 0.27503 | 0.28472 | 0.37728
-35.25 | -59.75 | p_wind_Argentina_AR994 | Argentina | 0.36654 | 0.31366 | 0.26997 | 0.29959 | 0.31884 | 0.35219 | 0.32464 | 0.27798 | 0.28664 | 0.37984
-35.75 | -59.75 | p_wind_Argentina_AR995 | Argentina | 0.3683 | 0.31514 | 0.27137 | 0.30114 | 0.32057 | 0.35385 | 0.32641 | 0.27961 | 0.28783 | 0.38133
-36.25 | -59.75 | p_wind_Argentina_AR996 | Argentina | 0.37629 | 0.32278 | 0.27843 | 0.30854 | 0.32815 | 0.36173 | 0.33402 | 0.2867 | 0.295 | 0.38937
-36.75 | -59.75 | p_wind_Argentina_AR997 | Argentina | 0.39465 | 0.34054 | 0.29447 | 0.32558 | 0.34581 | 0.38 | 0.35182 | 0.30302 | 0.31122 | 0.40794
-37.25 | -59.75 | p_wind_Argentina_AR998 | Argentina | 0.42808 | 0.37302 | 0.32343 | 0.35679 | 0.37839 | 0.41344 | 0.38453 | 0.33274 | 0.3405 | 0.4418
-37.75 | -59.75 | p_wind_Argentina_AR999 | Argentina | 0.4572 | 0.40215 | 0.35014 | 0.38523 | 0.40778 | 0.44279 | 0.41362 | 0.36002 | 0.36716 | 0.47103
-38.25 | -59.75 | p_wind_Argentina_AR1000 | Argentina | 0.47117 | 0.41688 | 0.36447 | 0.40012 | 0.4229 | 0.45708 | 0.42832 | 0.37466 | 0.38104 | 0.48464
-38.75 | -59.75 | p_wind_Argentina_AR1001 | Argentina | 0.49078 | 0.43835 | 0.38633 | 0.42472 | 0.45052 | 0.4773 | 0.4552 | 0.40213 | 0.39522 | 0.49624
-29.75 | -59.25 | p_wind_Argentina_AR1012 | Argentina | 0.32718 | 0.27591 | 0.23722 | 0.26123 | 0.27554 | 0.31284 | 0.28119 | 0.23947 | 0.25923 | 0.34685
-30.25 | -59.25 | p_wind_Argentina_AR1013 | Argentina | 0.31118 | 0.26 | 0.22279 | 0.24411 | 0.25573 | 0.2967 | 0.26141 | 0.22138 | 0.249 | 0.33598
-30.75 | -59.25 | p_wind_Argentina_AR1014 | Argentina | 0.31248 | 0.26091 | 0.22309 | 0.24438 | 0.25585 | 0.29794 | 0.26174 | 0.22119 | 0.25025 | 0.33839
-31.25 | -59.25 | p_wind_Argentina_AR1015 | Argentina | 0.32629 | 0.2745 | 0.23507 | 0.25936 | 0.27385 | 0.31188 | 0.27975 | 0.23728 | 0.25755 | 0.34653
-31.75 | -59.25 | p_wind_Argentina_AR1016 | Argentina | 0.34037 | 0.28869 | 0.2478 | 0.27482 | 0.2921 | 0.32618 | 0.29793 | 0.25389 | 0.26581 | 0.35538
-32.25 | -59.25 | p_wind_Argentina_AR1017 | Argentina | 0.3476 | 0.29589 | 0.25408 | 0.28206 | 0.30018 | 0.3335 | 0.30605 | 0.26118 | 0.27108 | 0.36153
-32.75 | -59.25 | p_wind_Argentina_AR1018 | Argentina | 0.32899 | 0.27748 | 0.23767 | 0.26364 | 0.28009 | 0.31474 | 0.28602 | 0.24295 | 0.2563 | 0.3448
-33.25 | -59.25 | p_wind_Argentina_AR1019 | Argentina | 0.31595 | 0.2645 | 0.2263 | 0.24795 | 0.25964 | 0.30151 | 0.26544 | 0.22461 | 0.25332 | 0.34177
-33.75 | -59.25 | p_wind_Argentina_AR1020 | Argentina | 0.32064 | 0.26927 | 0.23069 | 0.25284 | 0.26496 | 0.3063 | 0.27068 | 0.22948 | 0.25717 | 0.34581
-34.25 | -59.25 | p_wind_Argentina_AR1021 | Argentina | 0.3359 | 0.28432 | 0.24402 | 0.27057 | 0.28743 | 0.32169 | 0.29319 | 0.2497 | 0.26231 | 0.3513
-34.75 | -59.25 | p_wind_Argentina_AR1022 | Argentina | 0.36211 | 0.30945 | 0.26617 | 0.29524 | 0.314 | 0.34781 | 0.31984 | 0.2736 | 0.28341 | 0.37612
-35.25 | -59.25 | p_wind_Argentina_AR1023 | Argentina | 0.37101 | 0.31771 | 0.27348 | 0.30339 | 0.32288 | 0.35657 | 0.32882 | 0.28159 | 0.29025 | 0.3844
-35.75 | -59.25 | p_wind_Argentina_AR1024 | Argentina | 0.37195 | 0.31851 | 0.27427 | 0.3043 | 0.32392 | 0.35744 | 0.32986 | 0.28261 | 0.29078 | 0.38502
-36.25 | -59.25 | p_wind_Argentina_AR1025 | Argentina | 0.37685 | 0.32329 | 0.2789 | 0.30905 | 0.32873 | 0.36227 | 0.33464 | 0.28727 | 0.29537 | 0.38985
-36.75 | -59.25 | p_wind_Argentina_AR1026 | Argentina | 0.39099 | 0.33707 | 0.29155 | 0.32236 | 0.3424 | 0.37636 | 0.3484 | 0.30007 | 0.30815 | 0.40414
-37.25 | -59.25 | p_wind_Argentina_AR1027 | Argentina | 0.42404 | 0.3692 | 0.32038 | 0.35328 | 0.37462 | 0.40939 | 0.38075 | 0.32962 | 0.33719 | 0.4375
-37.75 | -59.25 | p_wind_Argentina_AR1028 | Argentina | 0.45886 | 0.40391 | 0.35206 | 0.38715 | 0.40972 | 0.44447 | 0.41556 | 0.36209 | 0.36878 | 0.47237
-38.25 | -59.25 | p_wind_Argentina_AR1029 | Argentina | 0.47668 | 0.42285 | 0.37048 | 0.40648 | 0.42961 | 0.46274 | 0.43487 | 0.38135 | 0.38606 | 0.48916
-29.75 | -58.75 | p_wind_Argentina_AR1039 | Argentina | 0.30995 | 0.25776 | 0.22031 | 0.23257 | 0.23293 | 0.29513 | 0.23849 | 0.20085 | 0.27069 | 0.36365
-30.25 | -58.75 | p_wind_Argentina_AR1040 | Argentina | 0.30151 | 0.24964 | 0.21304 | 0.22457 | 0.22438 | 0.28671 | 0.22988 | 0.19316 | 0.26382 | 0.35599
-30.75 | -58.75 | p_wind_Argentina_AR1041 | Argentina | 0.30905 | 0.25726 | 0.2198 | 0.23737 | 0.24433 | 0.29439 | 0.25012 | 0.21085 | 0.25606 | 0.3459
-31.25 | -58.75 | p_wind_Argentina_AR1042 | Argentina | 0.32562 | 0.27416 | 0.23501 | 0.2597 | 0.27473 | 0.31131 | 0.28049 | 0.23822 | 0.25608 | 0.34421
-31.75 | -58.75 | p_wind_Argentina_AR1043 | Argentina | 0.34282 | 0.29136 | 0.25037 | 0.27797 | 0.29582 | 0.32874 | 0.30151 | 0.25736 | 0.26721 | 0.35653
-32.25 | -58.75 | p_wind_Argentina_AR1044 | Argentina | 0.34757 | 0.2959 | 0.25424 | 0.28221 | 0.30033 | 0.33347 | 0.30614 | 0.2614 | 0.27112 | 0.36136
-32.75 | -58.75 | p_wind_Argentina_AR1045 | Argentina | 0.34748 | 0.29568 | 0.25396 | 0.28197 | 0.30015 | 0.33332 | 0.30603 | 0.2612 | 0.27074 | 0.36112
-33.25 | -58.75 | p_wind_Argentina_AR1046 | Argentina | 0.33813 | 0.28649 | 0.24586 | 0.27295 | 0.29045 | 0.3239 | 0.29632 | 0.25246 | 0.26304 | 0.35223
-33.75 | -58.75 | p_wind_Argentina_AR1047 | Argentina | 0.32761 | 0.27616 | 0.23692 | 0.2622 | 0.27802 | 0.31328 | 0.28384 | 0.24136 | 0.25634 | 0.34436
-34.25 | -58.75 | p_wind_Argentina_AR1048 | Argentina | 0.34326 | 0.29125 | 0.25026 | 0.27723 | 0.29435 | 0.32893 | 0.30019 | 0.25607 | 0.26864 | 0.3587
-34.75 | -58.75 | p_wind_Argentina_AR1049 | Argentina | 0.36694 | 0.31402 | 0.27036 | 0.30013 | 0.31964 | 0.35257 | 0.32553 | 0.27884 | 0.2864 | 0.37959
-35.25 | -58.75 | p_wind_Argentina_AR1050 | Argentina | 0.37577 | 0.3221 | 0.27731 | 0.30758 | 0.32735 | 0.36124 | 0.33345 | 0.28567 | 0.29397 | 0.38902
-35.75 | -58.75 | p_wind_Argentina_AR1051 | Argentina | 0.37912 | 0.32527 | 0.2802 | 0.31065 | 0.33055 | 0.36454 | 0.33667 | 0.28863 | 0.29685 | 0.39236
-36.25 | -58.75 | p_wind_Argentina_AR1052 | Argentina | 0.38135 | 0.32753 | 0.28264 | 0.31306 | 0.33294 | 0.36672 | 0.33896 | 0.29112 | 0.29913 | 0.39437
-36.75 | -58.75 | p_wind_Argentina_AR1053 | Argentina | 0.39011 | 0.33623 | 0.29085 | 0.32155 | 0.34157 | 0.37548 | 0.34759 | 0.29938 | 0.3074 | 0.40324
-37.25 | -58.75 | p_wind_Argentina_AR1054 | Argentina | 0.41794 | 0.3634 | 0.31545 | 0.34781 | 0.36883 | 0.40331 | 0.37492 | 0.32454 | 0.33214 | 0.43125
-37.75 | -58.75 | p_wind_Argentina_AR1055 | Argentina | 0.46108 | 0.40634 | 0.35461 | 0.38984 | 0.41263 | 0.44674 | 0.41842 | 0.3651 | 0.37068 | 0.4739
-38.25 | -58.75 | p_wind_Argentina_AR1056 | Argentina | 0.49097 | 0.43814 | 0.38562 | 0.42287 | 0.44718 | 0.47739 | 0.45202 | 0.39862 | 0.39829 | 0.50053
-29.25 | -58.25 | p_wind_Argentina_AR1065 | Argentina | 0.30663 | 0.25462 | 0.21768 | 0.23365 | 0.23879 | 0.29182 | 0.24447 | 0.20608 | 0.25741 | 0.34776
-29.75 | -58.25 | p_wind_Argentina_AR1066 | Argentina | 0.29524 | 0.2439 | 0.20853 | 0.2245 | 0.23013 | 0.28051 | 0.23556 | 0.19841 | 0.24576 | 0.33359
-30.25 | -58.25 | p_wind_Argentina_AR1067 | Argentina | 0.31311 | 0.26177 | 0.22433 | 0.24575 | 0.25735 | 0.29864 | 0.26297 | 0.22273 | 0.25097 | 0.33834
-30.75 | -58.25 | p_wind_Argentina_AR1068 | Argentina | 0.33531 | 0.28394 | 0.24402 | 0.26986 | 0.28594 | 0.32111 | 0.29156 | 0.24855 | 0.26358 | 0.35206
-31.25 | -58.25 | p_wind_Argentina_AR1069 | Argentina | 0.33881 | 0.28762 | 0.24726 | 0.27475 | 0.29265 | 0.32476 | 0.29823 | 0.25461 | 0.26342 | 0.35168
-31.75 | -58.25 | p_wind_Argentina_AR1070 | Argentina | 0.34305 | 0.29182 | 0.25092 | 0.27898 | 0.29739 | 0.32905 | 0.30302 | 0.25889 | 0.26647 | 0.35529
-32.25 | -58.25 | p_wind_Argentina_AR1071 | Argentina | 0.34624 | 0.29496 | 0.25366 | 0.28188 | 0.3004 | 0.33226 | 0.30612 | 0.26166 | 0.26929 | 0.35863
-32.75 | -58.25 | p_wind_Argentina_AR1072 | Argentina | 0.34917 | 0.29773 | 0.25609 | 0.28475 | 0.30368 | 0.33516 | 0.30943 | 0.26461 | 0.27116 | 0.36091
-34.25 | -58.25 | p_wind_Argentina_AR1073 | Argentina | 0.38209 | 0.33075 | 0.28666 | 0.31948 | 0.34222 | 0.36834 | 0.34753 | 0.30051 | 0.29572 | 0.38709
-34.75 | -58.25 | p_wind_Argentina_AR1074 | Argentina | 0.38675 | 0.33468 | 0.29001 | 0.32318 | 0.34616 | 0.37279 | 0.35154 | 0.30389 | 0.29931 | 0.39193
-35.25 | -58.25 | p_wind_Argentina_AR1075 | Argentina | 0.38526 | 0.33119 | 0.28542 | 0.31673 | 0.33747 | 0.37066 | 0.3437 | 0.29495 | 0.30093 | 0.39724
-35.75 | -58.25 | p_wind_Argentina_AR1076 | Argentina | 0.38625 | 0.33173 | 0.2857 | 0.31671 | 0.3371 | 0.3715 | 0.34352 | 0.29451 | 0.30226 | 0.39936
-36.25 | -58.25 | p_wind_Argentina_AR1077 | Argentina | 0.39003 | 0.33547 | 0.28938 | 0.32037 | 0.34065 | 0.37524 | 0.34697 | 0.29797 | 0.30622 | 0.40344
-36.75 | -58.25 | p_wind_Argentina_AR1078 | Argentina | 0.39572 | 0.34122 | 0.29491 | 0.32601 | 0.34629 | 0.38095 | 0.35257 | 0.30345 | 0.31181 | 0.40924
-37.25 | -58.25 | p_wind_Argentina_AR1079 | Argentina | 0.41366 | 0.359 | 0.31127 | 0.34335 | 0.36423 | 0.39897 | 0.37047 | 0.3202 | 0.32807 | 0.42716
-37.75 | -58.25 | p_wind_Argentina_AR1080 | Argentina | 0.45976 | 0.40486 | 0.35326 | 0.38804 | 0.41045 | 0.44536 | 0.4164 | 0.36313 | 0.37003 | 0.4734
-38.25 | -58.25 | p_wind_Argentina_AR1081 | Argentina | 0.50757 | 0.45583 | 0.40339 | 0.44179 | 0.46724 | 0.49436 | 0.47166 | 0.4186 | 0.41293 | 0.51405
-29.25 | -57.75 | p_wind_Argentina_AR1086 | Argentina | 0.32088 | 0.26863 | 0.22995 | 0.25038 | 0.2604 | 0.30618 | 0.26631 | 0.22531 | 0.26104 | 0.35138
-29.75 | -57.75 | p_wind_Argentina_AR1087 | Argentina | 0.3159 | 0.26401 | 0.22604 | 0.24736 | 0.25873 | 0.30127 | 0.26455 | 0.22385 | 0.2537 | 0.34231
-30.25 | -57.75 | p_wind_Argentina_AR1088 | Argentina | 0.33161 | 0.28004 | 0.24044 | 0.26693 | 0.28401 | 0.31732 | 0.28978 | 0.24671 | 0.25777 | 0.34568
-34.75 | -57.75 | p_wind_Argentina_AR1089 | Argentina | 0.39838 | 0.3472 | 0.30237 | 0.33691 | 0.36117 | 0.38475 | 0.36612 | 0.31853 | 0.3087 | 0.40041
-35.25 | -57.75 | p_wind_Argentina_AR1090 | Argentina | 0.39769 | 0.34405 | 0.29758 | 0.3307 | 0.35315 | 0.38331 | 0.35904 | 0.30972 | 0.3099 | 0.40615
-35.75 | -57.75 | p_wind_Argentina_AR1091 | Argentina | 0.40322 | 0.34835 | 0.30068 | 0.33354 | 0.35553 | 0.3885 | 0.36193 | 0.31143 | 0.3153 | 0.4142
-36.25 | -57.75 | p_wind_Argentina_AR1092 | Argentina | 0.40747 | 0.35224 | 0.30417 | 0.33694 | 0.35871 | 0.39264 | 0.3652 | 0.31437 | 0.31969 | 0.41946
-36.75 | -57.75 | p_wind_Argentina_AR1093 | Argentina | 0.41081 | 0.35546 | 0.30724 | 0.33953 | 0.36067 | 0.39591 | 0.36722 | 0.31636 | 0.32409 | 0.42433
-37.25 | -57.75 | p_wind_Argentina_AR1094 | Argentina | 0.42574 | 0.37053 | 0.32134 | 0.35463 | 0.37646 | 0.41098 | 0.38286 | 0.33127 | 0.33741 | 0.43845
-37.75 | -57.75 | p_wind_Argentina_AR1095 | Argentina | 0.4669 | 0.41245 | 0.36074 | 0.39712 | 0.4213 | 0.45266 | 0.42703 | 0.37363 | 0.37363 | 0.47637
-28.25 | -57.25 | p_wind_Argentina_AR1097 | Argentina | 0.33018 | 0.27918 | 0.23989 | 0.26661 | 0.28399 | 0.31605 | 0.28953 | 0.24681 | 0.25617 | 0.34308
-28.75 | -57.25 | p_wind_Argentina_AR1098 | Argentina | 0.33202 | 0.28046 | 0.2408 | 0.26765 | 0.28513 | 0.31771 | 0.29083 | 0.24769 | 0.25734 | 0.34518
-29.25 | -57.25 | p_wind_Argentina_AR1099 | Argentina | 0.3336 | 0.28154 | 0.24147 | 0.26688 | 0.28251 | 0.31914 | 0.28843 | 0.24521 | 0.26221 | 0.35169
-29.75 | -57.25 | p_wind_Argentina_AR1100 | Argentina | 0.34082 | 0.28826 | 0.24713 | 0.27325 | 0.28947 | 0.32631 | 0.29561 | 0.25133 | 0.26766 | 0.35863
-35.25 | -57.25 | p_wind_Argentina_AR1102 | Argentina | 0.41517 | 0.36353 | 0.31744 | 0.35295 | 0.37786 | 0.40146 | 0.38279 | 0.33413 | 0.32351 | 0.41695
-35.75 | -57.25 | p_wind_Argentina_AR1103 | Argentina | 0.4288 | 0.37566 | 0.32754 | 0.36379 | 0.38911 | 0.41472 | 0.39453 | 0.34391 | 0.33485 | 0.43184
-36.25 | -57.25 | p_wind_Argentina_AR1104 | Argentina | 0.43399 | 0.37934 | 0.32965 | 0.36555 | 0.39019 | 0.41951 | 0.39622 | 0.34406 | 0.34016 | 0.44053
-36.75 | -57.25 | p_wind_Argentina_AR1105 | Argentina | 0.4382 | 0.38256 | 0.3319 | 0.36697 | 0.39043 | 0.42344 | 0.39684 | 0.34386 | 0.34594 | 0.44869
-37.25 | -57.25 | p_wind_Argentina_AR1106 | Argentina | 0.45428 | 0.39921 | 0.34791 | 0.38446 | 0.40926 | 0.43978 | 0.41534 | 0.36192 | 0.35938 | 0.46203
-28.25 | -56.75 | p_wind_Argentina_AR1108 | Argentina | 0.29079 | 0.24155 | 0.207 | 0.22764 | 0.23917 | 0.27685 | 0.24426 | 0.20664 | 0.23087 | 0.31306
-28.75 | -56.75 | p_wind_Argentina_AR1109 | Argentina | 0.31023 | 0.25959 | 0.22252 | 0.24616 | 0.26062 | 0.29601 | 0.26612 | 0.22569 | 0.24285 | 0.32804
-29.25 | -56.75 | p_wind_Argentina_AR1110 | Argentina | 0.33335 | 0.2816 | 0.24151 | 0.26871 | 0.28655 | 0.31904 | 0.29246 | 0.24884 | 0.25767 | 0.34608
-36.25 | -56.75 | p_wind_Argentina_AR1111 | Argentina | 0.4614 | 0.40907 | 0.35976 | 0.39834 | 0.42567 | 0.44768 | 0.43065 | 0.37929 | 0.3631 | 0.46043
-36.75 | -56.75 | p_wind_Argentina_AR1112 | Argentina | 0.47106 | 0.41677 | 0.36499 | 0.40345 | 0.43002 | 0.45687 | 0.4356 | 0.38197 | 0.3727 | 0.47488
-28.25 | -56.25 | p_wind_Argentina_AR1114 | Argentina | 0.23847 | 0.1921 | 0.16469 | 0.16998 | 0.16487 | 0.22483 | 0.16813 | 0.14123 | 0.21781 | 0.2982
-28.75 | -56.25 | p_wind_Argentina_AR1115 | Argentina | 0.28257 | 0.2331 | 0.19933 | 0.21542 | 0.22162 | 0.26844 | 0.22663 | 0.19086 | 0.23361 | 0.31758
-30.25 | -57.25 | p_wind_Brazil_BR883 | Brazil | 0.35246 | 0.29971 | 0.25716 | 0.28607 | 0.30523 | 0.33803 | 0.31141 | 0.2655 | 0.27295 | 0.36471
-29.75 | -56.75 | p_wind_Brazil_BR932 | Brazil | 0.35403 | 0.3011 | 0.25818 | 0.28706 | 0.30608 | 0.33958 | 0.31239 | 0.26616 | 0.27457 | 0.367
-29.25 | -56.25 | p_wind_Brazil_BR981 | Brazil | 0.32202 | 0.27075 | 0.23175 | 0.25824 | 0.27566 | 0.30778 | 0.28152 | 0.23884 | 0.24781 | 0.33466
-29.75 | -56.25 | p_wind_Brazil_BR982 | Brazil | 0.35404 | 0.30112 | 0.25809 | 0.28702 | 0.30605 | 0.33961 | 0.31232 | 0.26603 | 0.2746 | 0.36715
-30.25 | -56.25 | p_wind_Brazil_BR983 | Brazil | 0.36335 | 0.30954 | 0.26539 | 0.29495 | 0.31439 | 0.34868 | 0.32089 | 0.27348 | 0.28218 | 0.3767
-28.25 | -55.75 | p_wind_Brazil_BR1034 | Brazil | 0.20149 | 0.15923 | 0.13716 | 0.14523 | 0.14503 | 0.1889 | 0.14742 | 0.12398 | 0.17374 | 0.24185
-28.75 | -55.75 | p_wind_Brazil_BR1035 | Brazil | 0.2474 | 0.20044 | 0.17165 | 0.18786 | 0.19583 | 0.2337 | 0.20012 | 0.16823 | 0.19738 | 0.27265
-29.25 | -55.75 | p_wind_Brazil_BR1036 | Brazil | 0.31071 | 0.25946 | 0.22192 | 0.24485 | 0.25838 | 0.29632 | 0.26416 | 0.22342 | 0.24462 | 0.33133
-29.75 | -55.75 | p_wind_Brazil_BR1037 | Brazil | 0.32964 | 0.27735 | 0.23741 | 0.26187 | 0.27649 | 0.3151 | 0.28256 | 0.23956 | 0.26015 | 0.35013
-30.25 | -55.75 | p_wind_Brazil_BR1038 | Brazil | 0.33027 | 0.27696 | 0.23675 | 0.25886 | 0.27059 | 0.31533 | 0.27692 | 0.23415 | 0.26583 | 0.35824
-30.75 | -55.75 | p_wind_Brazil_BR1039 | Brazil | 0.33192 | 0.27859 | 0.23843 | 0.26316 | 0.27816 | 0.31694 | 0.28448 | 0.24103 | 0.26079 | 0.35184
-28.75 | -55.25 | p_wind_Brazil_BR1094 | Brazil | 0.24606 | 0.19853 | 0.16979 | 0.18072 | 0.1822 | 0.23211 | 0.18626 | 0.1562 | 0.20945 | 0.28892
-29.25 | -55.25 | p_wind_Brazil_BR1095 | Brazil | 0.2847 | 0.23441 | 0.20026 | 0.21772 | 0.22564 | 0.27028 | 0.23095 | 0.19437 | 0.23142 | 0.31601
-29.75 | -55.25 | p_wind_Brazil_BR1096 | Brazil | 0.29313 | 0.2425 | 0.20736 | 0.22649 | 0.23614 | 0.27868 | 0.24162 | 0.20374 | 0.23583 | 0.32097
-30.25 | -55.25 | p_wind_Brazil_BR1097 | Brazil | 0.29669 | 0.24545 | 0.2098 | 0.22927 | 0.23921 | 0.28203 | 0.24487 | 0.20642 | 0.23819 | 0.32431
-30.75 | -55.25 | p_wind_Brazil_BR1098 | Brazil | 0.29489 | 0.24389 | 0.20867 | 0.23102 | 0.2447 | 0.28028 | 0.25034 | 0.21137 | 0.22902 | 0.3127
-29.25 | -54.75 | p_wind_Brazil_BR1155 | Brazil | 0.27112 | 0.22147 | 0.18926 | 0.2032 | 0.20735 | 0.25673 | 0.21222 | 0.17829 | 0.22659 | 0.3104
-29.75 | -54.75 | p_wind_Brazil_BR1156 | Brazil | 0.26961 | 0.22061 | 0.18879 | 0.20508 | 0.21226 | 0.25542 | 0.21714 | 0.18277 | 0.21919 | 0.30027
-30.25 | -54.75 | p_wind_Brazil_BR1157 | Brazil | 0.28213 | 0.23224 | 0.19859 | 0.21604 | 0.22409 | 0.26778 | 0.22933 | 0.19314 | 0.22886 | 0.31233
-30.75 | -54.75 | p_wind_Brazil_BR1158 | Brazil | 0.28471 | 0.23434 | 0.2003 | 0.21838 | 0.22713 | 0.27021 | 0.2325 | 0.19575 | 0.22961 | 0.31371
-31.25 | -54.75 | p_wind_Brazil_BR1159 | Brazil | 0.27921 | 0.22941 | 0.19625 | 0.21155 | 0.21702 | 0.26484 | 0.22201 | 0.18692 | 0.23157 | 0.31574
-29.75 | -54.25 | p_wind_Brazil_BR1219 | Brazil | 0.25714 | 0.20957 | 0.17963 | 0.195 | 0.20157 | 0.2433 | 0.20603 | 0.17353 | 0.20935 | 0.28723
-30.25 | -54.25 | p_wind_Brazil_BR1220 | Brazil | 0.27867 | 0.22947 | 0.19633 | 0.21061 | 0.21486 | 0.26455 | 0.21982 | 0.18511 | 0.23399 | 0.31805
-30.75 | -54.25 | p_wind_Brazil_BR1221 | Brazil | 0.29301 | 0.24178 | 0.20644 | 0.2177 | 0.21758 | 0.27833 | 0.22286 | 0.18727 | 0.25589 | 0.34635
-31.25 | -54.25 | p_wind_Brazil_BR1222 | Brazil | 0.28907 | 0.23862 | 0.20395 | 0.21721 | 0.21973 | 0.27461 | 0.22487 | 0.18923 | 0.24701 | 0.33477
-31.75 | -54.25 | p_wind_Brazil_BR1223 | Brazil | 0.27663 | 0.22751 | 0.19466 | 0.20801 | 0.21112 | 0.26249 | 0.2159 | 0.18177 | 0.23455 | 0.3188
-30.25 | -53.75 | p_wind_Brazil_BR1287 | Brazil | 0.25242 | 0.20595 | 0.17707 | 0.18775 | 0.18866 | 0.23888 | 0.19232 | 0.16236 | 0.2179 | 0.29629
-30.75 | -53.75 | p_wind_Brazil_BR1288 | Brazil | 0.2789 | 0.22865 | 0.19571 | 0.20153 | 0.19541 | 0.26432 | 0.19971 | 0.16792 | 0.25651 | 0.34629
-31.25 | -53.75 | p_wind_Brazil_BR1289 | Brazil | 0.28404 | 0.2332 | 0.19918 | 0.20912 | 0.2078 | 0.26933 | 0.21274 | 0.17866 | 0.25014 | 0.33955
-31.75 | -53.75 | p_wind_Brazil_BR1290 | Brazil | 0.28902 | 0.23844 | 0.20397 | 0.21821 | 0.22199 | 0.27445 | 0.22714 | 0.19134 | 0.24417 | 0.33133
-31.25 | -53.25 | p_wind_Brazil_BR1358 | Brazil | 0.2917 | 0.24038 | 0.20567 | 0.21986 | 0.2235 | 0.27686 | 0.22867 | 0.19262 | 0.24662 | 0.33484
-31.75 | -53.25 | p_wind_Brazil_BR1359 | Brazil | 0.31031 | 0.25787 | 0.22083 | 0.23804 | 0.24468 | 0.29529 | 0.25036 | 0.21148 | 0.25762 | 0.34797
-32.25 | -53.25 | p_wind_Brazil_BR1360 | Brazil | 0.35409 | 0.30037 | 0.25804 | 0.28555 | 0.30306 | 0.33918 | 0.30935 | 0.2638 | 0.2771 | 0.37013
-33.25 | -53.25 | p_wind_Brazil_BR1361 | Brazil | 0.44331 | 0.38997 | 0.34031 | 0.3766 | 0.40128 | 0.42931 | 0.40666 | 0.35505 | 0.35016 | 0.44952
-31.25 | -52.75 | p_wind_Brazil_BR1429 | Brazil | 0.33271 | 0.27918 | 0.23912 | 0.26247 | 0.27572 | 0.31764 | 0.28193 | 0.23896 | 0.26503 | 0.35696
-31.75 | -52.75 | p_wind_Brazil_BR1430 | Brazil | 0.35603 | 0.30138 | 0.25857 | 0.28342 | 0.29757 | 0.34081 | 0.30409 | 0.25862 | 0.28521 | 0.38094
-32.25 | -52.75 | p_wind_Brazil_BR1431 | Brazil | 0.41106 | 0.35691 | 0.30925 | 0.34287 | 0.36553 | 0.39656 | 0.37146 | 0.32119 | 0.3222 | 0.42031
-32.75 | -52.75 | p_wind_Brazil_BR1432 | Brazil | 0.46677 | 0.4149 | 0.36484 | 0.40363 | 0.43061 | 0.45332 | 0.4352 | 0.38366 | 0.36931 | 0.46751
-33.25 | -52.75 | p_wind_Brazil_BR1433 | Brazil | 0.47881 | 0.4282 | 0.37862 | 0.41775 | 0.44499 | 0.46575 | 0.44906 | 0.39832 | 0.3815 | 0.47808
-30.75 | -52.25 | p_wind_Brazil_BR1501 | Brazil | 0.34175 | 0.28874 | 0.24776 | 0.27575 | 0.29428 | 0.32703 | 0.30035 | 0.25574 | 0.2636 | 0.35405
-31.25 | -52.25 | p_wind_Brazil_BR1502 | Brazil | 0.37912 | 0.32431 | 0.27892 | 0.31032 | 0.33145 | 0.36416 | 0.33789 | 0.28919 | 0.29345 | 0.38982
-31.75 | -52.25 | p_wind_Brazil_BR1503 | Brazil | 0.40934 | 0.35457 | 0.30668 | 0.34007 | 0.36236 | 0.39465 | 0.36841 | 0.31784 | 0.32082 | 0.41977
-32.25 | -52.25 | p_wind_Brazil_BR1504 | Brazil | 0.45488 | 0.40246 | 0.35292 | 0.39027 | 0.41583 | 0.44118 | 0.42054 | 0.36931 | 0.36049 | 0.45863
-30.75 | -51.75 | p_wind_Brazil_BR1574 | Brazil | 0.37685 | 0.32301 | 0.27824 | 0.30965 | 0.33089 | 0.36221 | 0.337 | 0.28901 | 0.2918 | 0.3866
-31.25 | -51.75 | p_wind_Brazil_BR1575 | Brazil | 0.42128 | 0.36724 | 0.31862 | 0.35458 | 0.37947 | 0.40694 | 0.3851 | 0.33394 | 0.32763 | 0.42617
-31.75 | -51.75 | p_wind_Brazil_BR1576 | Brazil | 0.45461 | 0.40222 | 0.35264 | 0.39131 | 0.41834 | 0.44093 | 0.42293 | 0.37157 | 0.35705 | 0.45495
3.75 | -51.25 | p_wind_Brazil_BR1577 | Brazil | 0.14012 | 0.10127 | 0.090522 | 0.09539 | 0.093674 | 0.12777 | 0.09243 | 0.079151 | 0.12176 | 0.17546
3.25 | -51.25 | p_wind_Brazil_BR1578 | Brazil | 0.11997 | 0.085291 | 0.077196 | 0.078651 | 0.073472 | 0.10917 | 0.07125 | 0.061752 | 0.11419 | 0.16447
2.75 | -51.25 | p_wind_Brazil_BR1579 | Brazil | 0.14041 | 0.10231 | 0.091207 | 0.089581 | 0.080273 | 0.12843 | 0.078463 | 0.067626 | 0.14301 | 0.20413
-30.75 | -51.25 | p_wind_Brazil_BR1646 | Brazil | 0.42067 | 0.36826 | 0.32076 | 0.35694 | 0.38222 | 0.40682 | 0.38738 | 0.33749 | 0.32733 | 0.42314
-31.25 | -51.25 | p_wind_Brazil_BR1647 | Brazil | 0.4658 | 0.41471 | 0.36526 | 0.40446 | 0.43185 | 0.45257 | 0.43596 | 0.38518 | 0.36805 | 0.46485
2.25 | -50.75 | p_wind_Brazil_BR1648 | Brazil | 0.16953 | 0.12578 | 0.11053 | 0.1193 | 0.12141 | 0.15553 | 0.122 | 0.10315 | 0.13751 | 0.19771
-30.25 | -50.75 | p_wind_Brazil_BR1712 | Brazil | 0.36924 | 0.31777 | 0.27503 | 0.3044 | 0.32343 | 0.35529 | 0.32875 | 0.28327 | 0.29078 | 0.38178
-30.75 | -50.75 | p_wind_Brazil_BR1713 | Brazil | 0.46935 | 0.4184 | 0.36875 | 0.40773 | 0.43472 | 0.45619 | 0.43883 | 0.38802 | 0.37238 | 0.46949
1.75 | -50.25 | p_wind_Brazil_BR1714 | Brazil | 0.15946 | 0.11704 | 0.10341 | 0.11217 | 0.11467 | 0.14583 | 0.11484 | 0.097304 | 0.12795 | 0.18461
1.25 | -50.25 | p_wind_Brazil_BR1715 | Brazil | 0.13869 | 0.099695 | 0.089277 | 0.093494 | 0.091099 | 0.12619 | 0.089693 | 0.076933 | 0.122 | 0.17624
0.75 | -50.25 | p_wind_Brazil_BR1716 | Brazil | 0.14784 | 0.10716 | 0.095418 | 0.10293 | 0.10427 | 0.13475 | 0.1037 | 0.088316 | 0.12066 | 0.17442
-30.25 | -50.25 | p_wind_Brazil_BR1777 | Brazil | 0.42638 | 0.37531 | 0.32844 | 0.36399 | 0.38831 | 0.41299 | 0.39279 | 0.34396 | 0.33615 | 0.4304
0.25 | -49.75 | p_wind_Brazil_BR1778 | Brazil | 0.19434 | 0.14667 | 0.1274 | 0.14341 | 0.15395 | 0.17908 | 0.15685 | 0.13129 | 0.14071 | 0.20265
-0.25 | -49.25 | p_wind_Brazil_BR1838 | Brazil | 0.18679 | 0.14011 | 0.12212 | 0.13521 | 0.14226 | 0.17179 | 0.14437 | 0.12119 | 0.14123 | 0.2034
-0.25 | -48.75 | p_wind_Brazil_BR1896 | Brazil | 0.33064 | 0.27121 | 0.22959 | 0.26366 | 0.29096 | 0.31332 | 0.29944 | 0.25034 | 0.23049 | 0.32221
-0.75 | -48.75 | p_wind_Brazil_BR1897 | Brazil | 0.23519 | 0.18307 | 0.15678 | 0.17507 | 0.18681 | 0.21891 | 0.19171 | 0.15968 | 0.17411 | 0.24852
-0.75 | -47.75 | p_wind_Brazil_BR2001 | Brazil | 0.28589 | 0.22911 | 0.19446 | 0.21775 | 0.23347 | 0.26875 | 0.24046 | 0.20008 | 0.21154 | 0.29831
-1.25 | -47.75 | p_wind_Brazil_BR2002 | Brazil | 0.14113 | 0.10194 | 0.090958 | 0.094641 | 0.091559 | 0.12858 | 0.090334 | 0.077371 | 0.12582 | 0.18171
-0.75 | -47.25 | p_wind_Brazil_BR2050 | Brazil | 0.28728 | 0.23056 | 0.19576 | 0.21697 | 0.22995 | 0.27017 | 0.2367 | 0.19708 | 0.21845 | 0.30711
-1.25 | -47.25 | p_wind_Brazil_BR2051 | Brazil | 0.15087 | 0.10987 | 0.097567 | 0.10047 | 0.096126 | 0.13769 | 0.095073 | 0.081281 | 0.13721 | 0.19754
-1.25 | -46.75 | p_wind_Brazil_BR2098 | Brazil | 0.14809 | 0.10794 | 0.095943 | 0.09977 | 0.096557 | 0.1353 | 0.095538 | 0.081641 | 0.13218 | 0.19009
-1.25 | -46.25 | p_wind_Brazil_BR2144 | Brazil | 0.15894 | 0.11791 | 0.10396 | 0.11086 | 0.11091 | 0.14605 | 0.11082 | 0.09405 | 0.13397 | 0.19181
-1.75 | -44.75 | p_wind_Brazil_BR2278 | Brazil | 0.23253 | 0.18248 | 0.15684 | 0.17247 | 0.18056 | 0.21713 | 0.1844 | 0.15441 | 0.18081 | 0.25486
-2.75 | -43.25 | p_wind_Brazil_BR2403 | Brazil | 0.23999 | 0.18757 | 0.16079 | 0.17241 | 0.17538 | 0.22364 | 0.17934 | 0.14988 | 0.19707 | 0.27865
-2.75 | -42.75 | p_wind_Brazil_BR2444 | Brazil | 0.29848 | 0.24126 | 0.20485 | 0.22391 | 0.23354 | 0.28139 | 0.24022 | 0.20031 | 0.23593 | 0.32911
-22.75 | -42.75 | p_wind_Brazil_BR2484 | Brazil | 0.18553 | 0.14381 | 0.12418 | 0.1394 | 0.14895 | 0.17293 | 0.1517 | 0.12717 | 0.13801 | 0.19642
-3.25 | -42.25 | p_wind_Brazil_BR2485 | Brazil | 0.22124 | 0.17243 | 0.14846 | 0.15931 | 0.16188 | 0.20617 | 0.16482 | 0.13819 | 0.18272 | 0.25789
-22.75 | -42.25 | p_wind_Brazil_BR2524 | Brazil | 0.2569 | 0.20802 | 0.17771 | 0.20061 | 0.2166 | 0.24268 | 0.22161 | 0.18603 | 0.18919 | 0.26374
-3.25 | -41.75 | p_wind_Brazil_BR2525 | Brazil | 0.27766 | 0.22495 | 0.1924 | 0.21684 | 0.23395 | 0.26204 | 0.23931 | 0.20123 | 0.20447 | 0.28462
-3.25 | -41.25 | p_wind_Brazil_BR2564 | Brazil | 0.31759 | 0.26233 | 0.22434 | 0.25351 | 0.27468 | 0.30155 | 0.2808 | 0.23731 | 0.23326 | 0.32047
-3.25 | -40.75 | p_wind_Brazil_BR2602 | Brazil | 0.31216 | 0.25771 | 0.22039 | 0.24705 | 0.26516 | 0.29643 | 0.27088 | 0.22883 | 0.23475 | 0.32211
-8.25 | -40.75 | p_wind_Brazil_BR2612 | Brazil | 0.41466 | 0.36178 | 0.31239 | 0.3478 | 0.37145 | 0.40099 | 0.37659 | 0.32548 | 0.3246 | 0.42388
-8.75 | -40.75 | p_wind_Brazil_BR2613 | Brazil | 0.42358 | 0.36892 | 0.31755 | 0.35437 | 0.37931 | 0.40944 | 0.38507 | 0.3318 | 0.32915 | 0.43196
-3.25 | -40.25 | p_wind_Brazil_BR2638 | Brazil | 0.35414 | 0.29719 | 0.25372 | 0.28426 | 0.30514 | 0.33813 | 0.31161 | 0.26403 | 0.26805 | 0.36427
-7.75 | -40.25 | p_wind_Brazil_BR2647 | Brazil | 0.35838 | 0.3051 | 0.26153 | 0.29265 | 0.31381 | 0.34392 | 0.31955 | 0.27266 | 0.27444 | 0.3675
-8.25 | -40.25 | p_wind_Brazil_BR2648 | Brazil | 0.38324 | 0.32897 | 0.2822 | 0.31587 | 0.33899 | 0.36874 | 0.34499 | 0.29522 | 0.29381 | 0.39105
-8.75 | -40.25 | p_wind_Brazil_BR2649 | Brazil | 0.39907 | 0.34313 | 0.29396 | 0.32932 | 0.35385 | 0.38416 | 0.36037 | 0.30819 | 0.30504 | 0.4061
-9.25 | -40.25 | p_wind_Brazil_BR2650 | Brazil | 0.41474 | 0.35729 | 0.30581 | 0.34263 | 0.36833 | 0.39949 | 0.37535 | 0.32089 | 0.31674 | 0.42151
-9.75 | -40.25 | p_wind_Brazil_BR2651 | Brazil | 0.41137 | 0.35314 | 0.3017 | 0.33748 | 0.36213 | 0.3958 | 0.36955 | 0.31499 | 0.31496 | 0.42059
-10.25 | -40.25 | p_wind_Brazil_BR2652 | Brazil | 0.36891 | 0.31146 | 0.26531 | 0.29488 | 0.31394 | 0.35301 | 0.32129 | 0.27169 | 0.28548 | 0.38582
-10.75 | -40.25 | p_wind_Brazil_BR2653 | Brazil | 0.31711 | 0.26224 | 0.22342 | 0.24645 | 0.25984 | 0.30137 | 0.26618 | 0.22383 | 0.24853 | 0.34012
-20.25 | -40.25 | p_wind_Brazil_BR2672 | Brazil | 0.27696 | 0.22432 | 0.19194 | 0.21827 | 0.238 | 0.26135 | 0.24368 | 0.20486 | 0.19875 | 0.27684
-3.25 | -39.75 | p_wind_Brazil_BR2673 | Brazil | 0.4073 | 0.34821 | 0.29757 | 0.33433 | 0.36019 | 0.39127 | 0.36711 | 0.31304 | 0.30803 | 0.41321
-3.75 | -39.75 | p_wind_Brazil_BR2674 | Brazil | 0.34447 | 0.28764 | 0.24526 | 0.27645 | 0.29867 | 0.32839 | 0.30531 | 0.25818 | 0.25592 | 0.35006
-5.75 | -39.75 | p_wind_Brazil_BR2678 | Brazil | 0.32127 | 0.2657 | 0.22631 | 0.25543 | 0.2763 | 0.30536 | 0.28289 | 0.23828 | 0.23704 | 0.32662
-6.25 | -39.75 | p_wind_Brazil_BR2679 | Brazil | 0.29122 | 0.23872 | 0.20369 | 0.23009 | 0.24895 | 0.27604 | 0.25478 | 0.2144 | 0.21422 | 0.2965
-7.75 | -39.75 | p_wind_Brazil_BR2682 | Brazil | 0.31024 | 0.25803 | 0.22049 | 0.24478 | 0.25983 | 0.29553 | 0.26539 | 0.2242 | 0.24071 | 0.32782
-8.25 | -39.75 | p_wind_Brazil_BR2683 | Brazil | 0.35146 | 0.29743 | 0.25462 | 0.28595 | 0.30789 | 0.33656 | 0.31399 | 0.26723 | 0.26543 | 0.35774
-8.75 | -39.75 | p_wind_Brazil_BR2684 | Brazil | 0.38865 | 0.33212 | 0.2843 | 0.31887 | 0.34313 | 0.37331 | 0.34992 | 0.29854 | 0.29497 | 0.39475
-9.25 | -39.75 | p_wind_Brazil_BR2685 | Brazil | 0.40909 | 0.35052 | 0.29952 | 0.33582 | 0.36134 | 0.3933 | 0.36881 | 0.31434 | 0.31074 | 0.41576
-9.75 | -39.75 | p_wind_Brazil_BR2686 | Brazil | 0.40801 | 0.34884 | 0.29774 | 0.33364 | 0.35876 | 0.39199 | 0.36648 | 0.31179 | 0.31002 | 0.4157
-10.25 | -39.75 | p_wind_Brazil_BR2687 | Brazil | 0.37519 | 0.31727 | 0.27068 | 0.30289 | 0.32508 | 0.35911 | 0.3324 | 0.28178 | 0.28506 | 0.38497
-10.75 | -39.75 | p_wind_Brazil_BR2688 | Brazil | 0.33435 | 0.27899 | 0.23839 | 0.26641 | 0.2852 | 0.31862 | 0.29149 | 0.24654 | 0.25425 | 0.34585
-17.75 | -39.75 | p_wind_Brazil_BR2702 | Brazil | 0.22202 | 0.17207 | 0.1478 | 0.16211 | 0.16924 | 0.20638 | 0.17314 | 0.14458 | 0.17235 | 0.24556
-18.25 | -39.75 | p_wind_Brazil_BR2703 | Brazil | 0.23584 | 0.18461 | 0.15819 | 0.1735 | 0.18125 | 0.21995 | 0.18563 | 0.15499 | 0.1835 | 0.26003
-18.75 | -39.75 | p_wind_Brazil_BR2704 | Brazil | 0.24741 | 0.19539 | 0.16726 | 0.18303 | 0.19081 | 0.23143 | 0.19543 | 0.16333 | 0.1942 | 0.27349
-19.25 | -39.75 | p_wind_Brazil_BR2705 | Brazil | 0.24632 | 0.19517 | 0.16745 | 0.18527 | 0.19561 | 0.23068 | 0.20008 | 0.16764 | 0.1887 | 0.26491
-3.25 | -39.25 | p_wind_Brazil_BR2706 | Brazil | 0.44908 | 0.3899 | 0.33473 | 0.37696 | 0.40734 | 0.43353 | 0.41377 | 0.35596 | 0.33943 | 0.44898
-3.75 | -39.25 | p_wind_Brazil_BR2707 | Brazil | 0.36516 | 0.30681 | 0.2611 | 0.29425 | 0.31791 | 0.34889 | 0.32507 | 0.27486 | 0.27198 | 0.37109
-4.25 | -39.25 | p_wind_Brazil_BR2708 | Brazil | 0.32309 | 0.26752 | 0.22793 | 0.25674 | 0.27708 | 0.30723 | 0.2835 | 0.23898 | 0.23989 | 0.33022
-4.75 | -39.25 | p_wind_Brazil_BR2709 | Brazil | 0.32708 | 0.27068 | 0.23032 | 0.26018 | 0.28169 | 0.31096 | 0.28847 | 0.24286 | 0.24077 | 0.33212
-5.25 | -39.25 | p_wind_Brazil_BR2710 | Brazil | 0.31375 | 0.2581 | 0.21986 | 0.24865 | 0.26953 | 0.29764 | 0.27606 | 0.23225 | 0.22971 | 0.31778
-5.75 | -39.25 | p_wind_Brazil_BR2711 | Brazil | 0.2837 | 0.23125 | 0.19771 | 0.22372 | 0.24252 | 0.26833 | 0.24809 | 0.20884 | 0.20722 | 0.28744
-8.25 | -39.25 | p_wind_Brazil_BR2716 | Brazil | 0.33381 | 0.28054 | 0.24025 | 0.2702 | 0.29133 | 0.31892 | 0.29721 | 0.25255 | 0.2505 | 0.33921
-8.75 | -39.25 | p_wind_Brazil_BR2717 | Brazil | 0.38897 | 0.33214 | 0.28441 | 0.31889 | 0.34313 | 0.37348 | 0.35005 | 0.29863 | 0.29507 | 0.39494
-9.25 | -39.25 | p_wind_Brazil_BR2718 | Brazil | 0.40984 | 0.35051 | 0.29926 | 0.33553 | 0.36106 | 0.39376 | 0.36884 | 0.31395 | 0.31081 | 0.41666
-9.75 | -39.25 | p_wind_Brazil_BR2719 | Brazil | 0.40436 | 0.34426 | 0.29327 | 0.32903 | 0.35427 | 0.38793 | 0.3624 | 0.30746 | 0.30544 | 0.41161
-10.25 | -39.25 | p_wind_Brazil_BR2720 | Brazil | 0.38232 | 0.323 | 0.27522 | 0.309 | 0.3329 | 0.36578 | 0.34071 | 0.28853 | 0.28734 | 0.38918
-10.75 | -39.25 | p_wind_Brazil_BR2721 | Brazil | 0.3596 | 0.30175 | 0.2576 | 0.28947 | 0.31206 | 0.34321 | 0.31914 | 0.27026 | 0.26919 | 0.36571
-12.75 | -39.25 | p_wind_Brazil_BR2725 | Brazil | 0.22857 | 0.17981 | 0.15476 | 0.16304 | 0.162 | 0.21372 | 0.16475 | 0.13837 | 0.19798 | 0.27651
-13.25 | -39.25 | p_wind_Brazil_BR2726 | Brazil | 0.2308 | 0.18029 | 0.15527 | 0.16171 | 0.15851 | 0.21514 | 0.16109 | 0.1353 | 0.20398 | 0.28577
-13.75 | -39.25 | p_wind_Brazil_BR2727 | Brazil | 0.19686 | 0.14967 | 0.13013 | 0.13682 | 0.1353 | 0.18192 | 0.13659 | 0.11515 | 0.16983 | 0.24133
-14.25 | -39.25 | p_wind_Brazil_BR2728 | Brazil | 0.17017 | 0.12713 | 0.1116 | 0.1159 | 0.11241 | 0.15658 | 0.11237 | 0.095355 | 0.15191 | 0.21666
-14.75 | -39.25 | p_wind_Brazil_BR2729 | Brazil | 0.17794 | 0.1336 | 0.11687 | 0.12116 | 0.1174 | 0.16392 | 0.11769 | 0.099663 | 0.15909 | 0.22671
-15.25 | -39.25 | p_wind_Brazil_BR2730 | Brazil | 0.18974 | 0.14338 | 0.12476 | 0.13107 | 0.1294 | 0.17503 | 0.13055 | 0.11005 | 0.16382 | 0.2338
-15.75 | -39.25 | p_wind_Brazil_BR2731 | Brazil | 0.19004 | 0.14387 | 0.12507 | 0.13183 | 0.13069 | 0.17544 | 0.13201 | 0.11118 | 0.16287 | 0.23245
-16.25 | -39.25 | p_wind_Brazil_BR2732 | Brazil | 0.19321 | 0.14683 | 0.12741 | 0.13505 | 0.13489 | 0.17858 | 0.13652 | 0.11483 | 0.16342 | 0.23309
-16.75 | -39.25 | p_wind_Brazil_BR2733 | Brazil | 0.22771 | 0.17691 | 0.15188 | 0.16222 | 0.16406 | 0.21186 | 0.16754 | 0.14007 | 0.18876 | 0.26756
-17.25 | -39.25 | p_wind_Brazil_BR2734 | Brazil | 0.27213 | 0.21687 | 0.18456 | 0.19872 | 0.20345 | 0.2553 | 0.20908 | 0.17419 | 0.222 | 0.31145
-17.75 | -39.25 | p_wind_Brazil_BR2735 | Brazil | 0.29426 | 0.23794 | 0.20226 | 0.22254 | 0.23391 | 0.27743 | 0.24055 | 0.20078 | 0.22881 | 0.31902
-3.75 | -38.75 | p_wind_Brazil_BR2736 | Brazil | 0.38863 | 0.32893 | 0.27977 | 0.31378 | 0.33731 | 0.37224 | 0.34488 | 0.29183 | 0.29414 | 0.39865
-4.25 | -38.75 | p_wind_Brazil_BR2737 | Brazil | 0.32036 | 0.26316 | 0.22356 | 0.24936 | 0.26618 | 0.30379 | 0.27302 | 0.2289 | 0.24296 | 0.33641
-4.75 | -38.75 | p_wind_Brazil_BR2738 | Brazil | 0.32206 | 0.2652 | 0.22547 | 0.25417 | 0.27458 | 0.30564 | 0.28144 | 0.23641 | 0.23773 | 0.32912
-5.25 | -38.75 | p_wind_Brazil_BR2739 | Brazil | 0.32106 | 0.26528 | 0.22642 | 0.25576 | 0.27699 | 0.30494 | 0.28343 | 0.23912 | 0.23604 | 0.32479
-5.75 | -38.75 | p_wind_Brazil_BR2740 | Brazil | 0.29506 | 0.24207 | 0.20716 | 0.23422 | 0.25378 | 0.27962 | 0.25943 | 0.21895 | 0.21634 | 0.29839
-8.25 | -38.75 | p_wind_Brazil_BR2745 | Brazil | 0.32407 | 0.27194 | 0.23297 | 0.26202 | 0.28244 | 0.30948 | 0.2881 | 0.24479 | 0.24324 | 0.32964
-8.75 | -38.75 | p_wind_Brazil_BR2746 | Brazil | 0.37352 | 0.31754 | 0.27175 | 0.30463 | 0.32766 | 0.35814 | 0.33447 | 0.28483 | 0.2831 | 0.38024
-9.25 | -38.75 | p_wind_Brazil_BR2747 | Brazil | 0.40532 | 0.34624 | 0.29567 | 0.33106 | 0.35582 | 0.38924 | 0.36357 | 0.30934 | 0.30821 | 0.41323
-9.75 | -38.75 | p_wind_Brazil_BR2748 | Brazil | 0.39898 | 0.33848 | 0.28809 | 0.32291 | 0.34734 | 0.3823 | 0.35564 | 0.30115 | 0.30151 | 0.40751
-10.25 | -38.75 | p_wind_Brazil_BR2749 | Brazil | 0.37432 | 0.31429 | 0.26733 | 0.30037 | 0.32387 | 0.35737 | 0.33199 | 0.28025 | 0.27973 | 0.38126
-10.75 | -38.75 | p_wind_Brazil_BR2750 | Brazil | 0.34581 | 0.28735 | 0.24477 | 0.27578 | 0.29811 | 0.32895 | 0.3055 | 0.2576 | 0.25566 | 0.35074
-11.75 | -38.75 | p_wind_Brazil_BR2752 | Brazil | 0.28796 | 0.2325 | 0.19809 | 0.22263 | 0.23965 | 0.27137 | 0.24597 | 0.20587 | 0.21235 | 0.29712
-12.25 | -38.75 | p_wind_Brazil_BR2753 | Brazil | 0.24778 | 0.19605 | 0.16795 | 0.18539 | 0.19516 | 0.23199 | 0.19971 | 0.16713 | 0.19088 | 0.26877
-4.25 | -38.25 | p_wind_Brazil_BR2754 | Brazil | 0.37946 | 0.31829 | 0.26973 | 0.30218 | 0.32448 | 0.36237 | 0.33283 | 0.27993 | 0.28634 | 0.3917
-4.75 | -38.25 | p_wind_Brazil_BR2755 | Brazil | 0.36161 | 0.30137 | 0.25566 | 0.2878 | 0.31062 | 0.34449 | 0.31857 | 0.26793 | 0.26862 | 0.36937
-5.25 | -38.25 | p_wind_Brazil_BR2756 | Brazil | 0.34639 | 0.28864 | 0.24603 | 0.2776 | 0.30037 | 0.3299 | 0.30735 | 0.25959 | 0.25609 | 0.35063
-8.25 | -38.25 | p_wind_Brazil_BR2762 | Brazil | 0.32677 | 0.27401 | 0.23438 | 0.26374 | 0.28445 | 0.31202 | 0.29038 | 0.24634 | 0.24478 | 0.33242
-8.75 | -38.25 | p_wind_Brazil_BR2763 | Brazil | 0.36907 | 0.31295 | 0.2676 | 0.30024 | 0.32318 | 0.35359 | 0.33003 | 0.28065 | 0.27884 | 0.37558
-9.25 | -38.25 | p_wind_Brazil_BR2764 | Brazil | 0.38574 | 0.32742 | 0.27961 | 0.31349 | 0.33726 | 0.36963 | 0.34472 | 0.29284 | 0.29175 | 0.39293
-9.75 | -38.25 | p_wind_Brazil_BR2765 | Brazil | 0.37584 | 0.31641 | 0.26963 | 0.30238 | 0.32538 | 0.35913 | 0.33317 | 0.28186 | 0.28276 | 0.38379
-10.25 | -38.25 | p_wind_Brazil_BR2766 | Brazil | 0.35347 | 0.29423 | 0.2505 | 0.28174 | 0.30402 | 0.33643 | 0.31165 | 0.26275 | 0.2626 | 0.35987
-10.75 | -38.25 | p_wind_Brazil_BR2767 | Brazil | 0.32879 | 0.27034 | 0.23008 | 0.25948 | 0.28071 | 0.31164 | 0.28801 | 0.24202 | 0.24135 | 0.33395
-11.25 | -38.25 | p_wind_Brazil_BR2768 | Brazil | 0.29894 | 0.24137 | 0.20529 | 0.22936 | 0.2454 | 0.28162 | 0.25226 | 0.21077 | 0.22323 | 0.3125
-11.75 | -38.25 | p_wind_Brazil_BR2769 | Brazil | 0.26498 | 0.20931 | 0.17855 | 0.19466 | 0.20231 | 0.24774 | 0.20778 | 0.17319 | 0.20882 | 0.29496
-12.25 | -38.25 | p_wind_Brazil_BR2770 | Brazil | 0.23103 | 0.1788 | 0.15378 | 0.16542 | 0.16882 | 0.21454 | 0.17234 | 0.14416 | 0.18774 | 0.26664
-12.75 | -38.25 | p_wind_Brazil_BR2771 | Brazil | 0.23762 | 0.18576 | 0.15972 | 0.17767 | 0.18863 | 0.22148 | 0.19284 | 0.16137 | 0.17865 | 0.25288
-4.75 | -37.75 | p_wind_Brazil_BR2772 | Brazil | 0.43602 | 0.37358 | 0.31836 | 0.35879 | 0.38818 | 0.41914 | 0.39656 | 0.33745 | 0.32608 | 0.43816
-5.25 | -37.75 | p_wind_Brazil_BR2773 | Brazil | 0.37897 | 0.31945 | 0.27259 | 0.30711 | 0.33202 | 0.36223 | 0.33945 | 0.28785 | 0.28204 | 0.38257
-5.75 | -37.75 | p_wind_Brazil_BR2774 | Brazil | 0.33087 | 0.27536 | 0.2355 | 0.26552 | 0.287 | 0.31499 | 0.2932 | 0.24824 | 0.24543 | 0.33509
-8.75 | -37.75 | p_wind_Brazil_BR2780 | Brazil | 0.35409 | 0.29747 | 0.25375 | 0.28554 | 0.30823 | 0.33821 | 0.31528 | 0.26693 | 0.26436 | 0.35945
-9.25 | -37.75 | p_wind_Brazil_BR2781 | Brazil | 0.36378 | 0.30605 | 0.26138 | 0.29352 | 0.31623 | 0.34751 | 0.32337 | 0.27412 | 0.273 | 0.37008
-9.75 | -37.75 | p_wind_Brazil_BR2782 | Brazil | 0.36282 | 0.30436 | 0.2599 | 0.29175 | 0.31421 | 0.34619 | 0.32141 | 0.27225 | 0.27207 | 0.36957
-10.25 | -37.75 | p_wind_Brazil_BR2783 | Brazil | 0.34591 | 0.28667 | 0.24401 | 0.27368 | 0.29435 | 0.32874 | 0.30182 | 0.2541 | 0.25849 | 0.35521
-10.75 | -37.75 | p_wind_Brazil_BR2784 | Brazil | 0.32424 | 0.26455 | 0.22454 | 0.25185 | 0.27085 | 0.30653 | 0.27863 | 0.233 | 0.24024 | 0.33473
-11.25 | -37.75 | p_wind_Brazil_BR2785 | Brazil | 0.30253 | 0.2429 | 0.20609 | 0.22894 | 0.24354 | 0.28437 | 0.25109 | 0.20896 | 0.22778 | 0.32046
-11.75 | -37.75 | p_wind_Brazil_BR2786 | Brazil | 0.27949 | 0.22129 | 0.1883 | 0.20783 | 0.21932 | 0.26141 | 0.22594 | 0.18787 | 0.21279 | 0.30112
-5.25 | -37.25 | p_wind_Brazil_BR2787 | Brazil | 0.41548 | 0.35424 | 0.30271 | 0.34058 | 0.36797 | 0.39856 | 0.37589 | 0.32011 | 0.31113 | 0.41805
-5.75 | -37.25 | p_wind_Brazil_BR2788 | Brazil | 0.3645 | 0.3067 | 0.26234 | 0.29512 | 0.3185 | 0.34817 | 0.32528 | 0.27626 | 0.27248 | 0.36903
-9.25 | -37.25 | p_wind_Brazil_BR2795 | Brazil | 0.35819 | 0.29936 | 0.25507 | 0.28688 | 0.30957 | 0.3414 | 0.3171 | 0.26784 | 0.26667 | 0.36419
-9.75 | -37.25 | p_wind_Brazil_BR2796 | Brazil | 0.36017 | 0.30096 | 0.25653 | 0.28848 | 0.31121 | 0.34323 | 0.31868 | 0.26929 | 0.26824 | 0.36629
-10.25 | -37.25 | p_wind_Brazil_BR2797 | Brazil | 0.34918 | 0.28868 | 0.24512 | 0.27499 | 0.29584 | 0.33161 | 0.30385 | 0.25508 | 0.26021 | 0.35907
-10.75 | -37.25 | p_wind_Brazil_BR2798 | Brazil | 0.33725 | 0.27556 | 0.23329 | 0.26229 | 0.28297 | 0.31896 | 0.29166 | 0.24336 | 0.24785 | 0.34578
-11.25 | -37.25 | p_wind_Brazil_BR2799 | Brazil | 0.32992 | 0.26818 | 0.22709 | 0.25578 | 0.27656 | 0.31144 | 0.28528 | 0.23769 | 0.24049 | 0.33664
-5.25 | -36.75 | p_wind_Brazil_BR2800 | Brazil | 0.45343 | 0.39068 | 0.33417 | 0.37552 | 0.4054 | 0.4365 | 0.41369 | 0.35359 | 0.3418 | 0.45554
-5.75 | -36.75 | p_wind_Brazil_BR2801 | Brazil | 0.42485 | 0.36304 | 0.31016 | 0.34795 | 0.37477 | 0.40787 | 0.38276 | 0.32605 | 0.32097 | 0.43049
-6.25 | -36.75 | p_wind_Brazil_BR2802 | Brazil | 0.42845 | 0.36724 | 0.31392 | 0.35191 | 0.37869 | 0.41181 | 0.38651 | 0.32965 | 0.32506 | 0.4347
-6.75 | -36.75 | p_wind_Brazil_BR2803 | Brazil | 0.44059 | 0.37973 | 0.32492 | 0.36392 | 0.39128 | 0.42429 | 0.39897 | 0.34105 | 0.33604 | 0.44712
-7.25 | -36.75 | p_wind_Brazil_BR2804 | Brazil | 0.43448 | 0.37311 | 0.31841 | 0.35737 | 0.38495 | 0.41799 | 0.39301 | 0.33487 | 0.32917 | 0.4404
-9.25 | -36.75 | p_wind_Brazil_BR2808 | Brazil | 0.36431 | 0.30297 | 0.25681 | 0.28929 | 0.31279 | 0.3467 | 0.32149 | 0.26995 | 0.26876 | 0.37042
-9.75 | -36.75 | p_wind_Brazil_BR2809 | Brazil | 0.36115 | 0.2996 | 0.25394 | 0.28627 | 0.30973 | 0.3434 | 0.31836 | 0.26717 | 0.26569 | 0.36688
-10.25 | -36.75 | p_wind_Brazil_BR2810 | Brazil | 0.35726 | 0.29477 | 0.24941 | 0.28142 | 0.30487 | 0.33907 | 0.31394 | 0.26258 | 0.26119 | 0.36253
-5.25 | -36.25 | p_wind_Brazil_BR2811 | Brazil | 0.48932 | 0.42542 | 0.36395 | 0.40843 | 0.44026 | 0.47256 | 0.44874 | 0.38462 | 0.3718 | 0.4924
-5.75 | -36.25 | p_wind_Brazil_BR2812 | Brazil | 0.47778 | 0.413 | 0.35225 | 0.3943 | 0.42378 | 0.46059 | 0.43284 | 0.36925 | 0.3646 | 0.48584
-6.25 | -36.25 | p_wind_Brazil_BR2813 | Brazil | 0.48449 | 0.41924 | 0.35716 | 0.40002 | 0.43011 | 0.46731 | 0.43934 | 0.37452 | 0.36965 | 0.49269
-6.75 | -36.25 | p_wind_Brazil_BR2814 | Brazil | 0.47937 | 0.41424 | 0.35279 | 0.39561 | 0.42593 | 0.46215 | 0.43515 | 0.37073 | 0.36431 | 0.4863
-9.25 | -36.25 | p_wind_Brazil_BR2819 | Brazil | 0.35189 | 0.28952 | 0.24474 | 0.27634 | 0.29959 | 0.33367 | 0.30876 | 0.25786 | 0.25636 | 0.35701
-9.75 | -36.25 | p_wind_Brazil_BR2820 | Brazil | 0.35197 | 0.28904 | 0.24418 | 0.27607 | 0.29977 | 0.33351 | 0.3092 | 0.25791 | 0.25507 | 0.35591
-10.25 | -36.25 | p_wind_Brazil_BR2821 | Brazil | 0.36004 | 0.29684 | 0.25107 | 0.28606 | 0.31331 | 0.34157 | 0.32283 | 0.2699 | 0.25597 | 0.35614
-5.75 | -35.75 | p_wind_Brazil_BR2823 | Brazil | 0.46668 | 0.40119 | 0.34096 | 0.38198 | 0.41083 | 0.44919 | 0.42047 | 0.357 | 0.35446 | 0.47584
-6.25 | -35.75 | p_wind_Brazil_BR2824 | Brazil | 0.44779 | 0.3821 | 0.32382 | 0.36308 | 0.39081 | 0.42999 | 0.40079 | 0.33873 | 0.33813 | 0.45749
-6.75 | -35.75 | p_wind_Brazil_BR2825 | Brazil | 0.42786 | 0.36244 | 0.30673 | 0.34481 | 0.37211 | 0.40983 | 0.38212 | 0.32197 | 0.31976 | 0.43562
-7.25 | -35.75 | p_wind_Brazil_BR2826 | Brazil | 0.3996 | 0.33528 | 0.28369 | 0.31968 | 0.34588 | 0.38148 | 0.35553 | 0.29878 | 0.29536 | 0.40538
-7.75 | -35.75 | p_wind_Brazil_BR2827 | Brazil | 0.36923 | 0.30641 | 0.25933 | 0.29285 | 0.31754 | 0.35115 | 0.32667 | 0.27381 | 0.27011 | 0.37361
-8.25 | -35.75 | p_wind_Brazil_BR2828 | Brazil | 0.33101 | 0.27013 | 0.22882 | 0.25833 | 0.27994 | 0.31297 | 0.28836 | 0.24075 | 0.24069 | 0.33638
-8.75 | -35.75 | p_wind_Brazil_BR2829 | Brazil | 0.30688 | 0.24738 | 0.20986 | 0.23669 | 0.25618 | 0.28891 | 0.264 | 0.21994 | 0.22258 | 0.31314
-9.25 | -35.75 | p_wind_Brazil_BR2830 | Brazil | 0.31803 | 0.25754 | 0.21821 | 0.24763 | 0.26987 | 0.29986 | 0.27824 | 0.23183 | 0.2272 | 0.31922
-5.75 | -35.25 | p_wind_Brazil_BR2831 | Brazil | 0.48229 | 0.41776 | 0.35607 | 0.40186 | 0.43554 | 0.46537 | 0.44436 | 0.37945 | 0.36081 | 0.48147
-6.25 | -35.25 | p_wind_Brazil_BR2832 | Brazil | 0.45307 | 0.38769 | 0.32875 | 0.37113 | 0.40237 | 0.43549 | 0.41213 | 0.34899 | 0.33658 | 0.45501
-6.75 | -35.25 | p_wind_Brazil_BR2833 | Brazil | 0.41889 | 0.35376 | 0.29921 | 0.3377 | 0.36601 | 0.40082 | 0.37605 | 0.31647 | 0.30922 | 0.42274
-7.25 | -35.25 | p_wind_Brazil_BR2834 | Brazil | 0.38924 | 0.32514 | 0.27495 | 0.31033 | 0.33634 | 0.37103 | 0.34602 | 0.29026 | 0.28585 | 0.39376
-7.75 | -35.25 | p_wind_Brazil_BR2835 | Brazil | 0.36483 | 0.30165 | 0.25506 | 0.28842 | 0.31325 | 0.34652 | 0.32263 | 0.26987 | 0.26527 | 0.36812
-8.25 | -35.25 | p_wind_Brazil_BR2836 | Brazil | 0.32856 | 0.26712 | 0.22608 | 0.25628 | 0.27901 | 0.31023 | 0.28779 | 0.23979 | 0.23563 | 0.33048
-8.75 | -35.25 | p_wind_Brazil_BR2837 | Brazil | 0.30217 | 0.24265 | 0.2059 | 0.23435 | 0.25619 | 0.28408 | 0.26419 | 0.21987 | 0.21348 | 0.3013
-48.25 | -75.25 | p_wind_Chile_CL1 | Chile | 0.44909 | 0.39752 | 0.35171 | 0.37857 | 0.39281 | 0.43518 | 0.39737 | 0.35005 | 0.37993 | 0.47424
-49.25 | -75.25 | p_wind_Chile_CL2 | Chile | 0.52935 | 0.47964 | 0.4288 | 0.46292 | 0.48355 | 0.51659 | 0.48741 | 0.43631 | 0.44666 | 0.54417
-49.75 | -75.25 | p_wind_Chile_CL3 | Chile | 0.62275 | 0.5794 | 0.52885 | 0.56779 | 0.5928 | 0.61222 | 0.59461 | 0.54592 | 0.53292 | 0.62549
-50.25 | -75.25 | p_wind_Chile_CL4 | Chile | 0.65106 | 0.60949 | 0.55955 | 0.59697 | 0.62024 | 0.64106 | 0.62161 | 0.57376 | 0.56636 | 0.65627
-50.75 | -75.25 | p_wind_Chile_CL5 | Chile | 0.67985 | 0.64003 | 0.59042 | 0.62775 | 0.65066 | 0.67039 | 0.65143 | 0.60438 | 0.59678 | 0.68477
-46.25 | -74.75 | p_wind_Chile_CL6 | Chile | 0.47222 | 0.42454 | 0.37993 | 0.4131 | 0.43482 | 0.45965 | 0.43836 | 0.39245 | 0.38947 | 0.47843
-49.25 | -74.75 | p_wind_Chile_CL9 | Chile | 0.42336 | 0.37323 | 0.32911 | 0.35816 | 0.37554 | 0.40988 | 0.37975 | 0.3339 | 0.34895 | 0.44017
-49.75 | -74.75 | p_wind_Chile_CL10 | Chile | 0.52191 | 0.47335 | 0.42355 | 0.46056 | 0.48477 | 0.50951 | 0.4883 | 0.43837 | 0.43185 | 0.52761
-50.75 | -74.75 | p_wind_Chile_CL11 | Chile | 0.61913 | 0.57371 | 0.52149 | 0.55663 | 0.57708 | 0.60801 | 0.5795 | 0.52848 | 0.53887 | 0.63377
-51.25 | -74.75 | p_wind_Chile_CL12 | Chile | 0.69235 | 0.65432 | 0.60615 | 0.64259 | 0.66471 | 0.6834 | 0.66504 | 0.6197 | 0.61208 | 0.6972
-47.25 | -74.25 | p_wind_Chile_CL18 | Chile | 0.39253 | 0.34685 | 0.30789 | 0.33686 | 0.35577 | 0.38029 | 0.35917 | 0.318 | 0.31873 | 0.39991
-47.75 | -74.25 | p_wind_Chile_CL19 | Chile | 0.34858 | 0.30246 | 0.26654 | 0.28889 | 0.30098 | 0.3359 | 0.30437 | 0.26623 | 0.28976 | 0.36944
-50.25 | -74.25 | p_wind_Chile_CL22 | Chile | 0.49127 | 0.44188 | 0.39291 | 0.42852 | 0.45159 | 0.47856 | 0.45541 | 0.40583 | 0.40376 | 0.49937
-50.75 | -74.25 | p_wind_Chile_CL23 | Chile | 0.55314 | 0.50456 | 0.45319 | 0.48606 | 0.50477 | 0.54085 | 0.50825 | 0.45711 | 0.47532 | 0.57235
-51.25 | -74.25 | p_wind_Chile_CL24 | Chile | 0.637 | 0.59421 | 0.54381 | 0.57875 | 0.59921 | 0.62664 | 0.60089 | 0.5521 | 0.55834 | 0.64923
-41.25 | -73.75 | p_wind_Chile_CL26 | Chile | 0.32205 | 0.27288 | 0.23872 | 0.25629 | 0.26355 | 0.30788 | 0.2675 | 0.23107 | 0.2713 | 0.35362
-42.75 | -73.75 | p_wind_Chile_CL28 | Chile | 0.33747 | 0.28775 | 0.2514 | 0.26813 | 0.27364 | 0.32334 | 0.27784 | 0.23992 | 0.28958 | 0.37543
-52.25 | -73.75 | p_wind_Chile_CL43 | Chile | 0.61734 | 0.57475 | 0.52631 | 0.56269 | 0.58557 | 0.60685 | 0.58739 | 0.54048 | 0.5331 | 0.62264
-37.25 | -73.25 | p_wind_Chile_CL44 | Chile | 0.3537 | 0.3025 | 0.26161 | 0.28803 | 0.30409 | 0.33968 | 0.30922 | 0.26556 | 0.28218 | 0.37147
-38.75 | -73.25 | p_wind_Chile_CL47 | Chile | 0.31937 | 0.27071 | 0.23482 | 0.25736 | 0.27055 | 0.30573 | 0.27536 | 0.23646 | 0.25614 | 0.33836
-40.25 | -73.25 | p_wind_Chile_CL49 | Chile | 0.28781 | 0.23872 | 0.20641 | 0.21622 | 0.21477 | 0.27358 | 0.21866 | 0.18594 | 0.256 | 0.34086
-41.25 | -73.25 | p_wind_Chile_CL51 | Chile | 0.26275 | 0.21592 | 0.18736 | 0.1986 | 0.19991 | 0.24899 | 0.203 | 0.17296 | 0.22739 | 0.30478
-36.25 | -72.75 | p_wind_Chile_CL66 | Chile | 0.29727 | 0.24735 | 0.2124 | 0.23517 | 0.24927 | 0.28309 | 0.25453 | 0.21583 | 0.23155 | 0.31359
-36.75 | -72.75 | p_wind_Chile_CL67 | Chile | 0.25853 | 0.21105 | 0.18169 | 0.19691 | 0.20324 | 0.24466 | 0.20727 | 0.17526 | 0.2116 | 0.28856
-37.25 | -72.75 | p_wind_Chile_CL68 | Chile | 0.27551 | 0.22696 | 0.19544 | 0.20826 | 0.21087 | 0.26144 | 0.21501 | 0.18207 | 0.23537 | 0.31747
-43.25 | -72.75 | p_wind_Chile_CL79 | Chile | 0.23589 | 0.19667 | 0.17205 | 0.18453 | 0.18826 | 0.22489 | 0.19015 | 0.16361 | 0.20165 | 0.26581
-53.25 | -72.75 | p_wind_Chile_CL94 | Chile | 0.59414 | 0.55058 | 0.50351 | 0.53899 | 0.56149 | 0.58315 | 0.56359 | 0.51739 | 0.51056 | 0.59922
-53.75 | -72.75 | p_wind_Chile_CL95 | Chile | 0.659 | 0.61778 | 0.56982 | 0.60645 | 0.62957 | 0.64887 | 0.63109 | 0.58497 | 0.57458 | 0.66239
-35.25 | -72.25 | p_wind_Chile_CL96 | Chile | 0.31232 | 0.2638 | 0.22697 | 0.25495 | 0.27465 | 0.29894 | 0.27963 | 0.2388 | 0.23596 | 0.31686
-35.75 | -72.25 | p_wind_Chile_CL97 | Chile | 0.25783 | 0.21147 | 0.18183 | 0.20188 | 0.2143 | 0.24447 | 0.21867 | 0.18505 | 0.19907 | 0.27238
-52.25 | -71.75 | p_wind_Chile_CL141 | Chile | 0.64251 | 0.59992 | 0.55109 | 0.58606 | 0.60745 | 0.632 | 0.60971 | 0.56231 | 0.56123 | 0.65085
-52.75 | -71.75 | p_wind_Chile_CL142 | Chile | 0.61607 | 0.57303 | 0.52548 | 0.56035 | 0.5821 | 0.60528 | 0.58435 | 0.53779 | 0.5342 | 0.62277
-53.75 | -71.75 | p_wind_Chile_CL143 | Chile | 0.5965 | 0.55178 | 0.50367 | 0.53948 | 0.56214 | 0.58516 | 0.5645 | 0.51716 | 0.51175 | 0.60238
-54.25 | -71.75 | p_wind_Chile_CL144 | Chile | 0.65811 | 0.61568 | 0.566 | 0.60366 | 0.62744 | 0.64772 | 0.62914 | 0.58138 | 0.57135 | 0.66205
-52.25 | -71.25 | p_wind_Chile_CL167 | Chile | 0.6489 | 0.60576 | 0.55593 | 0.59122 | 0.61276 | 0.6383 | 0.61523 | 0.56688 | 0.56674 | 0.65792
-52.75 | -71.25 | p_wind_Chile_CL168 | Chile | 0.63771 | 0.59448 | 0.54538 | 0.58094 | 0.60301 | 0.627 | 0.6054 | 0.5576 | 0.55453 | 0.645
-53.25 | -71.25 | p_wind_Chile_CL169 | Chile | 0.6112 | 0.56729 | 0.51923 | 0.55493 | 0.57752 | 0.60014 | 0.57991 | 0.53273 | 0.52689 | 0.6167
-53.75 | -71.25 | p_wind_Chile_CL170 | Chile | 0.58887 | 0.54357 | 0.49521 | 0.53123 | 0.5542 | 0.57737 | 0.55679 | 0.50902 | 0.50313 | 0.59448
-52.25 | -70.75 | p_wind_Chile_CL190 | Chile | 0.63874 | 0.59446 | 0.54399 | 0.57951 | 0.60129 | 0.62782 | 0.60406 | 0.55487 | 0.55547 | 0.64833
-54.25 | -70.75 | p_wind_Chile_CL191 | Chile | 0.53807 | 0.4908 | 0.44259 | 0.47858 | 0.50184 | 0.52593 | 0.50484 | 0.4566 | 0.45108 | 0.544
-52.25 | -70.25 | p_wind_Chile_CL214 | Chile | 0.62543 | 0.58054 | 0.53003 | 0.56571 | 0.58775 | 0.61433 | 0.59069 | 0.54126 | 0.5414 | 0.63484
-52.75 | -70.25 | p_wind_Chile_CL215 | Chile | 0.62877 | 0.58432 | 0.53393 | 0.57054 | 0.59354 | 0.61781 | 0.5962 | 0.54701 | 0.54289 | 0.63585
-53.25 | -70.25 | p_wind_Chile_CL216 | Chile | 0.62212 | 0.57762 | 0.5274 | 0.56485 | 0.5887 | 0.6111 | 0.59113 | 0.54216 | 0.53436 | 0.62718
-54.25 | -70.25 | p_wind_Chile_CL217 | Chile | 0.5134 | 0.46608 | 0.41886 | 0.45421 | 0.47717 | 0.50118 | 0.48024 | 0.43271 | 0.4274 | 0.51929
-54.75 | -70.25 | p_wind_Chile_CL218 | Chile | 0.52501 | 0.47769 | 0.42947 | 0.4655 | 0.48873 | 0.51289 | 0.49166 | 0.44341 | 0.43827 | 0.53125
-52.25 | -69.75 | p_wind_Chile_CL242 | Chile | 0.61461 | 0.56946 | 0.51901 | 0.55495 | 0.57736 | 0.60345 | 0.58039 | 0.5309 | 0.52973 | 0.62337
-53.25 | -69.75 | p_wind_Chile_CL243 | Chile | 0.62286 | 0.5785 | 0.52812 | 0.56481 | 0.58779 | 0.61194 | 0.59029 | 0.54121 | 0.53719 | 0.63011
-53.75 | -69.75 | p_wind_Chile_CL244 | Chile | 0.59935 | 0.55413 | 0.50405 | 0.5406 | 0.56359 | 0.5881 | 0.56623 | 0.51716 | 0.51339 | 0.60673
-54.75 | -69.75 | p_wind_Chile_CL245 | Chile | 0.50471 | 0.45815 | 0.4116 | 0.4471 | 0.47025 | 0.49275 | 0.47299 | 0.42626 | 0.41888 | 0.50953
-55.25 | -69.75 | p_wind_Chile_CL246 | Chile | 0.63886 | 0.59894 | 0.5525 | 0.58932 | 0.61292 | 0.62911 | 0.614 | 0.56952 | 0.55441 | 0.6397
-52.75 | -69.25 | p_wind_Chile_CL267 | Chile | 0.62082 | 0.57678 | 0.52686 | 0.56305 | 0.58576 | 0.60999 | 0.58842 | 0.53968 | 0.53594 | 0.62808
-53.25 | -69.25 | p_wind_Chile_CL268 | Chile | 0.62273 | 0.57873 | 0.52871 | 0.56443 | 0.5865 | 0.61191 | 0.5891 | 0.54034 | 0.53931 | 0.6315
-54.75 | -69.25 | p_wind_Chile_CL271 | Chile | 0.49932 | 0.4538 | 0.40849 | 0.4428 | 0.46488 | 0.48762 | 0.46741 | 0.42196 | 0.4167 | 0.50519
-52.75 | -68.75 | p_wind_Chile_CL288 | Chile | 0.62833 | 0.58486 | 0.53497 | 0.57189 | 0.59529 | 0.61767 | 0.59765 | 0.54916 | 0.54216 | 0.63378
-53.25 | -68.75 | p_wind_Chile_CL289 | Chile | 0.6273 | 0.58346 | 0.53331 | 0.56905 | 0.59108 | 0.61655 | 0.59368 | 0.54485 | 0.54391 | 0.63611
-54.75 | -68.75 | p_wind_Chile_CL292 | Chile | 0.51059 | 0.4657 | 0.42083 | 0.45402 | 0.47491 | 0.49904 | 0.47733 | 0.4324 | 0.43102 | 0.51847
-55.25 | -68.75 | p_wind_Chile_CL293 | Chile | 0.60045 | 0.55847 | 0.51171 | 0.54717 | 0.56962 | 0.59003 | 0.57146 | 0.5259 | 0.51791 | 0.60494
-55.25 | -67.75 | p_wind_Chile_CL303 | Chile | 0.62883 | 0.58652 | 0.53729 | 0.57467 | 0.59839 | 0.61851 | 0.60016 | 0.55269 | 0.54266 | 0.63276
-55.25 | -67.25 | p_wind_Chile_CL305 | Chile | 0.64813 | 0.60658 | 0.55712 | 0.59516 | 0.61932 | 0.63808 | 0.62078 | 0.57347 | 0.56111 | 0.65094
-20.75 | -62.25 | p_wind_Paraguay_PY1 | Paraguay | 0.46695 | 0.41936 | 0.37597 | 0.40651 | 0.42586 | 0.4543 | 0.42988 | 0.38508 | 0.38935 | 0.47745
-21.25 | -62.25 | p_wind_Paraguay_PY2 | Paraguay | 0.45214 | 0.40401 | 0.36068 | 0.39105 | 0.41029 | 0.4393 | 0.41441 | 0.36951 | 0.37464 | 0.46314
-21.75 | -62.25 | p_wind_Paraguay_PY3 | Paraguay | 0.44055 | 0.39179 | 0.34823 | 0.37867 | 0.39797 | 0.42752 | 0.40221 | 0.35695 | 0.36265 | 0.4519
-22.25 | -62.25 | p_wind_Paraguay_PY4 | Paraguay | 0.43549 | 0.38632 | 0.34216 | 0.37289 | 0.39238 | 0.4224 | 0.39674 | 0.35087 | 0.35693 | 0.44721
-19.75 | -61.75 | p_wind_Paraguay_PY5 | Paraguay | 0.43689 | 0.38854 | 0.34627 | 0.37443 | 0.39132 | 0.42386 | 0.39532 | 0.35147 | 0.36457 | 0.45253
-20.25 | -61.75 | p_wind_Paraguay_PY6 | Paraguay | 0.45002 | 0.4018 | 0.35905 | 0.38916 | 0.40822 | 0.43704 | 0.41228 | 0.36787 | 0.37278 | 0.46074
-20.75 | -61.75 | p_wind_Paraguay_PY7 | Paraguay | 0.4482 | 0.39984 | 0.3571 | 0.38713 | 0.40617 | 0.43519 | 0.41029 | 0.36583 | 0.37096 | 0.45903
-21.25 | -61.75 | p_wind_Paraguay_PY8 | Paraguay | 0.4424 | 0.3935 | 0.35039 | 0.38056 | 0.39971 | 0.42923 | 0.404 | 0.35908 | 0.36461 | 0.45351
-21.75 | -61.75 | p_wind_Paraguay_PY9 | Paraguay | 0.43771 | 0.38816 | 0.34433 | 0.37486 | 0.39429 | 0.4244 | 0.39877 | 0.35307 | 0.35891 | 0.44913
-22.25 | -61.75 | p_wind_Paraguay_PY10 | Paraguay | 0.43349 | 0.38366 | 0.33934 | 0.37007 | 0.38964 | 0.42015 | 0.3942 | 0.34802 | 0.35427 | 0.44527
-22.75 | -61.75 | p_wind_Paraguay_PY11 | Paraguay | 0.42781 | 0.37782 | 0.33334 | 0.36404 | 0.3835 | 0.41447 | 0.38811 | 0.34178 | 0.34878 | 0.44017
-19.75 | -61.25 | p_wind_Paraguay_PY12 | Paraguay | 0.38114 | 0.33137 | 0.29123 | 0.31668 | 0.33139 | 0.3674 | 0.3358 | 0.29356 | 0.31313 | 0.40077
-20.25 | -61.25 | p_wind_Paraguay_PY13 | Paraguay | 0.39128 | 0.34209 | 0.30183 | 0.33016 | 0.3482 | 0.37775 | 0.35248 | 0.3098 | 0.31643 | 0.40273
-20.75 | -61.25 | p_wind_Paraguay_PY14 | Paraguay | 0.3919 | 0.34285 | 0.30288 | 0.33071 | 0.34825 | 0.37839 | 0.35248 | 0.3101 | 0.31826 | 0.40417
-21.25 | -61.25 | p_wind_Paraguay_PY15 | Paraguay | 0.40988 | 0.36031 | 0.31832 | 0.34741 | 0.36578 | 0.39641 | 0.37021 | 0.32603 | 0.33379 | 0.42221
-21.75 | -61.25 | p_wind_Paraguay_PY16 | Paraguay | 0.42292 | 0.37301 | 0.32937 | 0.35978 | 0.3792 | 0.40951 | 0.38372 | 0.33807 | 0.34413 | 0.43446
-22.25 | -61.25 | p_wind_Paraguay_PY17 | Paraguay | 0.42588 | 0.37551 | 0.33092 | 0.3619 | 0.38169 | 0.41242 | 0.38632 | 0.33978 | 0.34592 | 0.43767
-22.75 | -61.25 | p_wind_Paraguay_PY18 | Paraguay | 0.41675 | 0.36611 | 0.32177 | 0.35203 | 0.37114 | 0.40318 | 0.37594 | 0.32959 | 0.33814 | 0.43004
-23.25 | -61.25 | p_wind_Paraguay_PY19 | Paraguay | 0.40389 | 0.35287 | 0.30927 | 0.33765 | 0.35493 | 0.39009 | 0.35997 | 0.3143 | 0.32899 | 0.4209
-19.75 | -60.75 | p_wind_Paraguay_PY20 | Paraguay | 0.35073 | 0.30083 | 0.2623 | 0.28482 | 0.29671 | 0.33685 | 0.30132 | 0.26068 | 0.28893 | 0.37593
-20.25 | -60.75 | p_wind_Paraguay_PY21 | Paraguay | 0.36917 | 0.31852 | 0.27829 | 0.29947 | 0.30914 | 0.35516 | 0.31387 | 0.27211 | 0.31126 | 0.40125
-20.75 | -60.75 | p_wind_Paraguay_PY22 | Paraguay | 0.38378 | 0.33269 | 0.29089 | 0.31503 | 0.32774 | 0.36976 | 0.33258 | 0.28899 | 0.31891 | 0.41004
-21.25 | -60.75 | p_wind_Paraguay_PY23 | Paraguay | 0.39913 | 0.34789 | 0.30449 | 0.33407 | 0.35276 | 0.38523 | 0.35763 | 0.31192 | 0.32127 | 0.41276
-21.75 | -60.75 | p_wind_Paraguay_PY24 | Paraguay | 0.40984 | 0.3584 | 0.31394 | 0.34477 | 0.36456 | 0.396 | 0.36945 | 0.32274 | 0.32935 | 0.42193
-22.25 | -60.75 | p_wind_Paraguay_PY25 | Paraguay | 0.40392 | 0.35265 | 0.30868 | 0.33918 | 0.35877 | 0.3901 | 0.36363 | 0.31733 | 0.32411 | 0.41599
-22.75 | -60.75 | p_wind_Paraguay_PY26 | Paraguay | 0.38447 | 0.33336 | 0.291 | 0.31832 | 0.33473 | 0.37056 | 0.3397 | 0.29504 | 0.31176 | 0.40252
-23.25 | -60.75 | p_wind_Paraguay_PY27 | Paraguay | 0.35644 | 0.30554 | 0.26576 | 0.28903 | 0.30156 | 0.34234 | 0.30659 | 0.26456 | 0.29238 | 0.38136
-23.75 | -60.75 | p_wind_Paraguay_PY28 | Paraguay | 0.34738 | 0.29559 | 0.25613 | 0.2754 | 0.28328 | 0.33288 | 0.2885 | 0.24747 | 0.2924 | 0.38351
-19.75 | -60.25 | p_wind_Paraguay_PY29 | Paraguay | 0.31505 | 0.26677 | 0.23161 | 0.2521 | 0.26271 | 0.30149 | 0.26698 | 0.22949 | 0.25776 | 0.34012
-20.25 | -60.25 | p_wind_Paraguay_PY30 | Paraguay | 0.36175 | 0.31118 | 0.27062 | 0.2951 | 0.30877 | 0.34787 | 0.3137 | 0.271 | 0.29546 | 0.38474
-20.75 | -60.25 | p_wind_Paraguay_PY31 | Paraguay | 0.38533 | 0.33383 | 0.29086 | 0.31807 | 0.33418 | 0.37134 | 0.33927 | 0.29414 | 0.31287 | 0.40487
-21.25 | -60.25 | p_wind_Paraguay_PY32 | Paraguay | 0.39495 | 0.34326 | 0.29928 | 0.32935 | 0.34856 | 0.38099 | 0.35367 | 0.3073 | 0.31565 | 0.40815
-21.75 | -60.25 | p_wind_Paraguay_PY33 | Paraguay | 0.40033 | 0.34837 | 0.30381 | 0.33446 | 0.35417 | 0.38633 | 0.3593 | 0.31234 | 0.31974 | 0.413
-22.25 | -60.25 | p_wind_Paraguay_PY34 | Paraguay | 0.39217 | 0.34028 | 0.29638 | 0.3265 | 0.34589 | 0.37815 | 0.35108 | 0.30463 | 0.31247 | 0.40493
-22.75 | -60.25 | p_wind_Paraguay_PY35 | Paraguay | 0.36558 | 0.31402 | 0.27264 | 0.2987 | 0.31415 | 0.35142 | 0.31942 | 0.27549 | 0.29474 | 0.38514
-23.25 | -60.25 | p_wind_Paraguay_PY36 | Paraguay | 0.34001 | 0.28863 | 0.24976 | 0.26898 | 0.27705 | 0.32563 | 0.28224 | 0.24169 | 0.28506 | 0.37508
-23.75 | -60.25 | p_wind_Paraguay_PY37 | Paraguay | 0.33336 | 0.28126 | 0.24266 | 0.25721 | 0.25971 | 0.31866 | 0.26494 | 0.22572 | 0.28963 | 0.38219
-20.25 | -59.75 | p_wind_Paraguay_PY39 | Paraguay | 0.35478 | 0.30436 | 0.26379 | 0.29157 | 0.30936 | 0.34099 | 0.31439 | 0.271 | 0.28 | 0.36799
-20.75 | -59.75 | p_wind_Paraguay_PY40 | Paraguay | 0.38066 | 0.32918 | 0.28607 | 0.31571 | 0.33485 | 0.36671 | 0.34006 | 0.29435 | 0.30182 | 0.39321
-21.25 | -59.75 | p_wind_Paraguay_PY41 | Paraguay | 0.38885 | 0.33715 | 0.29333 | 0.32342 | 0.34282 | 0.37488 | 0.34803 | 0.30172 | 0.30919 | 0.4015
-21.75 | -59.75 | p_wind_Paraguay_PY42 | Paraguay | 0.3912 | 0.33937 | 0.29528 | 0.32547 | 0.34487 | 0.37721 | 0.35009 | 0.30353 | 0.31143 | 0.40412
-22.25 | -59.75 | p_wind_Paraguay_PY43 | Paraguay | 0.38733 | 0.33534 | 0.29146 | 0.32135 | 0.34056 | 0.37327 | 0.34589 | 0.29942 | 0.30793 | 0.40051
-22.75 | -59.75 | p_wind_Paraguay_PY44 | Paraguay | 0.3695 | 0.31762 | 0.2753 | 0.30272 | 0.31957 | 0.35533 | 0.32499 | 0.28004 | 0.29536 | 0.38674
-23.25 | -59.75 | p_wind_Paraguay_PY45 | Paraguay | 0.35477 | 0.30264 | 0.2615 | 0.28386 | 0.29506 | 0.34036 | 0.30064 | 0.25751 | 0.29235 | 0.38447
-23.75 | -59.75 | p_wind_Paraguay_PY46 | Paraguay | 0.34961 | 0.29685 | 0.25593 | 0.27553 | 0.28349 | 0.33492 | 0.28921 | 0.24679 | 0.29345 | 0.38708
-20.25 | -59.25 | p_wind_Paraguay_PY48 | Paraguay | 0.33443 | 0.28418 | 0.24513 | 0.27101 | 0.28718 | 0.32056 | 0.29237 | 0.25036 | 0.26339 | 0.34999
-20.75 | -59.25 | p_wind_Paraguay_PY49 | Paraguay | 0.36115 | 0.30981 | 0.26802 | 0.29658 | 0.31506 | 0.34712 | 0.32043 | 0.27576 | 0.28406 | 0.37397
-21.25 | -59.25 | p_wind_Paraguay_PY50 | Paraguay | 0.37138 | 0.3199 | 0.27737 | 0.30592 | 0.32403 | 0.35735 | 0.32931 | 0.28414 | 0.29484 | 0.38578
-21.75 | -59.25 | p_wind_Paraguay_PY51 | Paraguay | 0.37106 | 0.31976 | 0.2775 | 0.30526 | 0.32245 | 0.35708 | 0.32766 | 0.28287 | 0.29664 | 0.38735
-22.25 | -59.25 | p_wind_Paraguay_PY52 | Paraguay | 0.37746 | 0.32586 | 0.28287 | 0.31151 | 0.32953 | 0.36344 | 0.33481 | 0.28927 | 0.30098 | 0.39249
-22.75 | -59.25 | p_wind_Paraguay_PY53 | Paraguay | 0.38221 | 0.33025 | 0.28647 | 0.31611 | 0.3351 | 0.36816 | 0.34053 | 0.29415 | 0.30329 | 0.3958
-23.25 | -59.25 | p_wind_Paraguay_PY54 | Paraguay | 0.37898 | 0.32677 | 0.28308 | 0.31263 | 0.33165 | 0.36482 | 0.33724 | 0.29084 | 0.2998 | 0.39244
-21.75 | -58.75 | p_wind_Paraguay_PY61 | Paraguay | 0.32156 | 0.27188 | 0.23482 | 0.25447 | 0.26362 | 0.30764 | 0.26843 | 0.22941 | 0.26592 | 0.35205
-22.25 | -58.75 | p_wind_Paraguay_PY62 | Paraguay | 0.34389 | 0.29312 | 0.25322 | 0.27719 | 0.29072 | 0.32987 | 0.29595 | 0.25362 | 0.27786 | 0.3665
-33.25 | -58.25 | p_wind_Uruguay_UY1 | Uruguay | 0.35563 | 0.30363 | 0.26107 | 0.29011 | 0.30923 | 0.34149 | 0.31511 | 0.26948 | 0.27668 | 0.36795
-33.75 | -58.25 | p_wind_Uruguay_UY2 | Uruguay | 0.36839 | 0.31609 | 0.27226 | 0.30232 | 0.32216 | 0.35427 | 0.32802 | 0.28129 | 0.28749 | 0.38029
-30.75 | -57.75 | p_wind_Uruguay_UY3 | Uruguay | 0.3469 | 0.29532 | 0.25398 | 0.28256 | 0.3015 | 0.3328 | 0.3072 | 0.26255 | 0.26896 | 0.35835
-31.25 | -57.75 | p_wind_Uruguay_UY4 | Uruguay | 0.34838 | 0.29682 | 0.25515 | 0.28375 | 0.30262 | 0.33434 | 0.30835 | 0.26349 | 0.27052 | 0.36034
-31.75 | -57.75 | p_wind_Uruguay_UY5 | Uruguay | 0.34965 | 0.29823 | 0.25633 | 0.28475 | 0.30327 | 0.33571 | 0.30897 | 0.26404 | 0.27259 | 0.36273
-32.25 | -57.75 | p_wind_Uruguay_UY6 | Uruguay | 0.35131 | 0.29999 | 0.25788 | 0.2863 | 0.30474 | 0.33742 | 0.31049 | 0.26542 | 0.27437 | 0.36473
-32.75 | -57.75 | p_wind_Uruguay_UY7 | Uruguay | 0.35561 | 0.30398 | 0.26136 | 0.29023 | 0.30913 | 0.34165 | 0.31498 | 0.26939 | 0.2774 | 0.36852
-33.25 | -57.75 | p_wind_Uruguay_UY8 | Uruguay | 0.36448 | 0.31213 | 0.26846 | 0.29804 | 0.31742 | 0.35034 | 0.32342 | 0.27682 | 0.28453 | 0.37735
-33.75 | -57.75 | p_wind_Uruguay_UY9 | Uruguay | 0.38338 | 0.33068 | 0.28527 | 0.31654 | 0.33721 | 0.36927 | 0.34308 | 0.29499 | 0.3002 | 0.39497
-34.25 | -57.75 | p_wind_Uruguay_UY10 | Uruguay | 0.39879 | 0.34746 | 0.30215 | 0.33621 | 0.35985 | 0.38516 | 0.36498 | 0.31704 | 0.31024 | 0.40286
-30.75 | -57.25 | p_wind_Uruguay_UY11 | Uruguay | 0.35937 | 0.30673 | 0.26342 | 0.29296 | 0.31249 | 0.34509 | 0.31855 | 0.27207 | 0.27905 | 0.37156
-31.25 | -57.25 | p_wind_Uruguay_UY12 | Uruguay | 0.36081 | 0.30846 | 0.26509 | 0.29452 | 0.31379 | 0.34666 | 0.31973 | 0.27333 | 0.28125 | 0.37367
-31.75 | -57.25 | p_wind_Uruguay_UY13 | Uruguay | 0.36295 | 0.3108 | 0.26726 | 0.29653 | 0.31552 | 0.34889 | 0.32139 | 0.27498 | 0.28409 | 0.37664
-32.25 | -57.25 | p_wind_Uruguay_UY14 | Uruguay | 0.36287 | 0.31094 | 0.26747 | 0.29667 | 0.31558 | 0.34889 | 0.32141 | 0.27513 | 0.28432 | 0.37664
-32.75 | -57.25 | p_wind_Uruguay_UY15 | Uruguay | 0.3633 | 0.31123 | 0.26766 | 0.29701 | 0.31617 | 0.34927 | 0.32212 | 0.27569 | 0.28406 | 0.37659
-33.25 | -57.25 | p_wind_Uruguay_UY16 | Uruguay | 0.36827 | 0.31576 | 0.27164 | 0.30138 | 0.32083 | 0.35411 | 0.32689 | 0.27991 | 0.28797 | 0.38145
-33.75 | -57.25 | p_wind_Uruguay_UY17 | Uruguay | 0.38412 | 0.33117 | 0.28565 | 0.31662 | 0.33697 | 0.36993 | 0.34296 | 0.29477 | 0.30137 | 0.3966
-34.25 | -57.25 | p_wind_Uruguay_UY18 | Uruguay | 0.39874 | 0.34675 | 0.3011 | 0.33425 | 0.35681 | 0.38488 | 0.36219 | 0.31394 | 0.31197 | 0.40582
-30.25 | -56.75 | p_wind_Uruguay_UY19 | Uruguay | 0.3671 | 0.31328 | 0.26857 | 0.29837 | 0.31796 | 0.35251 | 0.32447 | 0.27663 | 0.28554 | 0.38071
-30.75 | -56.75 | p_wind_Uruguay_UY20 | Uruguay | 0.37225 | 0.3185 | 0.27333 | 0.30345 | 0.32313 | 0.35773 | 0.3295 | 0.28137 | 0.2905 | 0.38613
-31.25 | -56.75 | p_wind_Uruguay_UY21 | Uruguay | 0.36991 | 0.31665 | 0.27208 | 0.30187 | 0.32124 | 0.35552 | 0.3274 | 0.2799 | 0.28927 | 0.38385
-31.75 | -56.75 | p_wind_Uruguay_UY22 | Uruguay | 0.36693 | 0.31396 | 0.26996 | 0.29908 | 0.31779 | 0.35258 | 0.32387 | 0.27698 | 0.28793 | 0.38179
-32.25 | -56.75 | p_wind_Uruguay_UY23 | Uruguay | 0.36599 | 0.31339 | 0.26964 | 0.29889 | 0.31784 | 0.35175 | 0.32383 | 0.27718 | 0.28679 | 0.38
-32.75 | -56.75 | p_wind_Uruguay_UY24 | Uruguay | 0.36354 | 0.31126 | 0.26783 | 0.29759 | 0.3173 | 0.34939 | 0.32326 | 0.27679 | 0.28301 | 0.37534
-33.25 | -56.75 | p_wind_Uruguay_UY25 | Uruguay | 0.36334 | 0.31094 | 0.26752 | 0.29654 | 0.31538 | 0.34913 | 0.32144 | 0.27509 | 0.28445 | 0.37717
-33.75 | -56.75 | p_wind_Uruguay_UY26 | Uruguay | 0.37145 | 0.31869 | 0.27461 | 0.30373 | 0.32242 | 0.35716 | 0.32847 | 0.28162 | 0.2925 | 0.38636
-34.25 | -56.75 | p_wind_Uruguay_UY27 | Uruguay | 0.38593 | 0.3334 | 0.28856 | 0.31969 | 0.34029 | 0.3718 | 0.34601 | 0.29842 | 0.30304 | 0.39693
-34.75 | -56.75 | p_wind_Uruguay_UY28 | Uruguay | 0.40492 | 0.3541 | 0.30947 | 0.34364 | 0.36747 | 0.39137 | 0.37231 | 0.32502 | 0.31636 | 0.40758
-30.75 | -56.25 | p_wind_Uruguay_UY29 | Uruguay | 0.37143 | 0.31729 | 0.2723 | 0.30229 | 0.32194 | 0.35673 | 0.32843 | 0.28035 | 0.28947 | 0.38523
-31.25 | -56.25 | p_wind_Uruguay_UY30 | Uruguay | 0.35749 | 0.30385 | 0.2607 | 0.28902 | 0.30725 | 0.34274 | 0.31362 | 0.26725 | 0.27901 | 0.37259
-31.75 | -56.25 | p_wind_Uruguay_UY31 | Uruguay | 0.32959 | 0.27723 | 0.23775 | 0.26187 | 0.27623 | 0.31492 | 0.28227 | 0.23969 | 0.2606 | 0.35019
-32.25 | -56.25 | p_wind_Uruguay_UY32 | Uruguay | 0.3313 | 0.2794 | 0.2398 | 0.26482 | 0.28019 | 0.31683 | 0.28613 | 0.24334 | 0.26056 | 0.34948
-32.75 | -56.25 | p_wind_Uruguay_UY33 | Uruguay | 0.34338 | 0.29187 | 0.25103 | 0.27967 | 0.29895 | 0.32922 | 0.30475 | 0.26041 | 0.26471 | 0.35335
-33.25 | -56.25 | p_wind_Uruguay_UY34 | Uruguay | 0.3397 | 0.28786 | 0.24723 | 0.27263 | 0.28815 | 0.32536 | 0.29417 | 0.25061 | 0.26848 | 0.35855
-33.75 | -56.25 | p_wind_Uruguay_UY35 | Uruguay | 0.33678 | 0.28474 | 0.24472 | 0.26839 | 0.28195 | 0.32229 | 0.28792 | 0.24519 | 0.26951 | 0.35982
-34.25 | -56.25 | p_wind_Uruguay_UY36 | Uruguay | 0.36586 | 0.31332 | 0.27042 | 0.29901 | 0.31742 | 0.35151 | 0.32332 | 0.27745 | 0.28784 | 0.38018
-34.75 | -56.25 | p_wind_Uruguay_UY37 | Uruguay | 0.40795 | 0.35601 | 0.31057 | 0.34413 | 0.36712 | 0.39403 | 0.37229 | 0.32421 | 0.32027 | 0.4136
-31.25 | -55.75 | p_wind_Uruguay_UY38 | Uruguay | 0.31081 | 0.25847 | 0.22117 | 0.24048 | 0.24967 | 0.29588 | 0.25552 | 0.21578 | 0.25279 | 0.3421
-31.75 | -55.75 | p_wind_Uruguay_UY39 | Uruguay | 0.28207 | 0.23174 | 0.19841 | 0.21158 | 0.21441 | 0.26747 | 0.21934 | 0.18475 | 0.23963 | 0.3257
-32.25 | -55.75 | p_wind_Uruguay_UY40 | Uruguay | 0.27558 | 0.22653 | 0.19435 | 0.21103 | 0.21847 | 0.26138 | 0.22325 | 0.18852 | 0.22451 | 0.30575
-32.75 | -55.75 | p_wind_Uruguay_UY41 | Uruguay | 0.31367 | 0.2633 | 0.22615 | 0.24981 | 0.26425 | 0.29953 | 0.26972 | 0.22929 | 0.24636 | 0.33138
-33.25 | -55.75 | p_wind_Uruguay_UY42 | Uruguay | 0.32277 | 0.27124 | 0.23282 | 0.25583 | 0.26911 | 0.30829 | 0.27489 | 0.23354 | 0.25674 | 0.34483
-33.75 | -55.75 | p_wind_Uruguay_UY43 | Uruguay | 0.32897 | 0.27636 | 0.23732 | 0.25719 | 0.26646 | 0.31411 | 0.27238 | 0.23124 | 0.27033 | 0.36176
-34.25 | -55.75 | p_wind_Uruguay_UY44 | Uruguay | 0.38034 | 0.32659 | 0.28181 | 0.30878 | 0.32458 | 0.36571 | 0.33076 | 0.28368 | 0.30655 | 0.403
-34.75 | -55.75 | p_wind_Uruguay_UY45 | Uruguay | 0.42362 | 0.37101 | 0.32395 | 0.35888 | 0.38292 | 0.4096 | 0.38819 | 0.33867 | 0.33287 | 0.42852
-31.25 | -55.25 | p_wind_Uruguay_UY46 | Uruguay | 0.28285 | 0.23247 | 0.19894 | 0.21544 | 0.22232 | 0.26827 | 0.22745 | 0.19161 | 0.23176 | 0.31616
-31.75 | -55.25 | p_wind_Uruguay_UY47 | Uruguay | 0.26849 | 0.21914 | 0.18757 | 0.19719 | 0.19615 | 0.2541 | 0.20052 | 0.16858 | 0.23558 | 0.32083
-32.25 | -55.25 | p_wind_Uruguay_UY48 | Uruguay | 0.27013 | 0.22118 | 0.18957 | 0.20071 | 0.2015 | 0.2559 | 0.20588 | 0.17341 | 0.2335 | 0.31735
-32.75 | -55.25 | p_wind_Uruguay_UY49 | Uruguay | 0.29892 | 0.24872 | 0.21337 | 0.23129 | 0.23924 | 0.28461 | 0.24445 | 0.20693 | 0.24543 | 0.33102
-33.25 | -55.25 | p_wind_Uruguay_UY50 | Uruguay | 0.30814 | 0.25689 | 0.22044 | 0.23801 | 0.24523 | 0.29353 | 0.25067 | 0.21227 | 0.25525 | 0.34343
-33.75 | -55.25 | p_wind_Uruguay_UY51 | Uruguay | 0.31977 | 0.26747 | 0.22986 | 0.24572 | 0.25043 | 0.30486 | 0.25597 | 0.21709 | 0.27123 | 0.36268
-34.25 | -55.25 | p_wind_Uruguay_UY52 | Uruguay | 0.3702 | 0.31636 | 0.27297 | 0.29752 | 0.31089 | 0.35536 | 0.31705 | 0.27148 | 0.30158 | 0.39734
-34.75 | -55.25 | p_wind_Uruguay_UY53 | Uruguay | 0.42355 | 0.37042 | 0.3232 | 0.35703 | 0.37981 | 0.40936 | 0.38533 | 0.33567 | 0.33505 | 0.43165
-31.75 | -54.75 | p_wind_Uruguay_UY54 | Uruguay | 0.26966 | 0.22064 | 0.18879 | 0.19939 | 0.19945 | 0.25545 | 0.20393 | 0.17146 | 0.23451 | 0.31913
-32.25 | -54.75 | p_wind_Uruguay_UY55 | Uruguay | 0.28219 | 0.23229 | 0.19895 | 0.20706 | 0.20358 | 0.26778 | 0.20806 | 0.17516 | 0.25395 | 0.34236
-32.75 | -54.75 | p_wind_Uruguay_UY56 | Uruguay | 0.29206 | 0.24179 | 0.20748 | 0.22233 | 0.22678 | 0.27759 | 0.23171 | 0.19589 | 0.24613 | 0.33225
-33.25 | -54.75 | p_wind_Uruguay_UY57 | Uruguay | 0.29883 | 0.2479 | 0.21281 | 0.22742 | 0.23137 | 0.28417 | 0.23647 | 0.20005 | 0.2533 | 0.34117
-33.75 | -54.75 | p_wind_Uruguay_UY58 | Uruguay | 0.30823 | 0.25648 | 0.22051 | 0.2326 | 0.23318 | 0.29335 | 0.23827 | 0.20184 | 0.26928 | 0.36032
-34.25 | -54.75 | p_wind_Uruguay_UY59 | Uruguay | 0.34508 | 0.292 | 0.25201 | 0.27349 | 0.28423 | 0.33011 | 0.29004 | 0.24779 | 0.28293 | 0.37517
-34.75 | -54.75 | p_wind_Uruguay_UY60 | Uruguay | 0.42103 | 0.36796 | 0.3214 | 0.35457 | 0.37681 | 0.40678 | 0.38236 | 0.33324 | 0.33378 | 0.42964
-32.25 | -54.25 | p_wind_Uruguay_UY61 | Uruguay | 0.29466 | 0.24395 | 0.20894 | 0.21799 | 0.21512 | 0.2801 | 0.21993 | 0.18535 | 0.26412 | 0.35458
-32.75 | -54.25 | p_wind_Uruguay_UY62 | Uruguay | 0.30064 | 0.24972 | 0.21436 | 0.23078 | 0.23684 | 0.28602 | 0.24199 | 0.20483 | 0.25064 | 0.33779
-33.25 | -54.25 | p_wind_Uruguay_UY63 | Uruguay | 0.31065 | 0.25907 | 0.22246 | 0.2403 | 0.24776 | 0.29591 | 0.2532 | 0.2146 | 0.25696 | 0.3455
-33.75 | -54.25 | p_wind_Uruguay_UY64 | Uruguay | 0.3143 | 0.26214 | 0.22529 | 0.23844 | 0.23998 | 0.29934 | 0.24526 | 0.2078 | 0.27273 | 0.36456
-34.25 | -54.25 | p_wind_Uruguay_UY65 | Uruguay | 0.33724 | 0.28462 | 0.24595 | 0.26679 | 0.27714 | 0.32227 | 0.28269 | 0.24164 | 0.27647 | 0.36683
-32.25 | -53.75 | p_wind_Uruguay_UY66 | Uruguay | 0.30426 | 0.25284 | 0.21663 | 0.23334 | 0.2396 | 0.28953 | 0.24504 | 0.20709 | 0.25327 | 0.34186
-32.75 | -53.75 | p_wind_Uruguay_UY67 | Uruguay | 0.34407 | 0.29122 | 0.25024 | 0.2735 | 0.28624 | 0.32934 | 0.29231 | 0.24889 | 0.27777 | 0.37026
-33.25 | -53.75 | p_wind_Uruguay_UY68 | Uruguay | 0.3714 | 0.31823 | 0.27445 | 0.30433 | 0.32408 | 0.35689 | 0.33023 | 0.28334 | 0.28991 | 0.38342
-33.75 | -53.75 | p_wind_Uruguay_UY69 | Uruguay | 0.37972 | 0.32599 | 0.28164 | 0.30985 | 0.32735 | 0.36504 | 0.33352 | 0.28645 | 0.30244 | 0.39778
-32.75 | -53.25 | p_wind_Uruguay_UY70 | Uruguay | 0.42073 | 0.3667 | 0.31822 | 0.35197 | 0.3744 | 0.40636 | 0.38026 | 0.32949 | 0.33221 | 0.4313

## Supp. Figure 16
Latitude | Longitude | project | load_zone | cf_1axis | cf_fixed
-40.25 | -71.75 | p_solar_Argentina_AR13 | Argentina | 0.23198 | 0.18178
-40.75 | -71.75 | p_solar_Argentina_AR14 | Argentina | 0.23166 | 0.18224
-41.25 | -71.75 | p_solar_Argentina_AR15 | Argentina | 0.23066 | 0.18176
-39.25 | -71.25 | p_solar_Argentina_AR33 | Argentina | 0.2649 | 0.20288
-39.75 | -71.25 | p_solar_Argentina_AR34 | Argentina | 0.26189 | 0.20159
-40.25 | -71.25 | p_solar_Argentina_AR35 | Argentina | 0.26264 | 0.20211
-40.75 | -71.25 | p_solar_Argentina_AR36 | Argentina | 0.26082 | 0.20081
-41.25 | -71.25 | p_solar_Argentina_AR37 | Argentina | 0.25624 | 0.19797
-36.75 | -70.75 | p_solar_Argentina_AR58 | Argentina | 0.32249 | 0.2364
-37.25 | -70.75 | p_solar_Argentina_AR59 | Argentina | 0.31506 | 0.23219
-37.75 | -70.75 | p_solar_Argentina_AR60 | Argentina | 0.30384 | 0.22598
-38.25 | -70.75 | p_solar_Argentina_AR61 | Argentina | 0.29533 | 0.22115
-38.75 | -70.75 | p_solar_Argentina_AR62 | Argentina | 0.28695 | 0.21646
-39.25 | -70.75 | p_solar_Argentina_AR63 | Argentina | 0.28209 | 0.21351
-39.75 | -70.75 | p_solar_Argentina_AR64 | Argentina | 0.27679 | 0.21017
-40.25 | -70.75 | p_solar_Argentina_AR65 | Argentina | 0.27217 | 0.2069
-40.75 | -70.75 | p_solar_Argentina_AR66 | Argentina | 0.26882 | 0.20484
-41.25 | -70.75 | p_solar_Argentina_AR67 | Argentina | 0.26673 | 0.20386
-30.75 | -70.25 | p_solar_Argentina_AR89 | Argentina | 0.37147 | 0.26667
-31.25 | -70.25 | p_solar_Argentina_AR90 | Argentina | 0.3704 | 0.26631
-31.75 | -70.25 | p_solar_Argentina_AR91 | Argentina | 0.36629 | 0.2639
-32.25 | -70.25 | p_solar_Argentina_AR92 | Argentina | 0.35896 | 0.25886
-34.75 | -70.25 | p_solar_Argentina_AR93 | Argentina | 0.34495 | 0.2487
-35.25 | -70.25 | p_solar_Argentina_AR94 | Argentina | 0.34315 | 0.24798
-35.75 | -70.25 | p_solar_Argentina_AR95 | Argentina | 0.33912 | 0.24661
-36.25 | -70.25 | p_solar_Argentina_AR96 | Argentina | 0.33491 | 0.24457
-36.75 | -70.25 | p_solar_Argentina_AR97 | Argentina | 0.32658 | 0.23962
-37.25 | -70.25 | p_solar_Argentina_AR98 | Argentina | 0.3127 | 0.23133
-37.75 | -70.25 | p_solar_Argentina_AR99 | Argentina | 0.30144 | 0.22478
-38.25 | -70.25 | p_solar_Argentina_AR100 | Argentina | 0.29485 | 0.22087
-38.75 | -70.25 | p_solar_Argentina_AR101 | Argentina | 0.29026 | 0.21796
-39.25 | -70.25 | p_solar_Argentina_AR102 | Argentina | 0.28549 | 0.21478
-39.75 | -70.25 | p_solar_Argentina_AR103 | Argentina | 0.27761 | 0.20973
-40.25 | -70.25 | p_solar_Argentina_AR104 | Argentina | 0.27282 | 0.20669
-40.75 | -70.25 | p_solar_Argentina_AR105 | Argentina | 0.26986 | 0.20506
-41.25 | -70.25 | p_solar_Argentina_AR106 | Argentina | 0.2655 | 0.20288
-41.75 | -70.25 | p_solar_Argentina_AR107 | Argentina | 0.26424 | 0.20266
-29.25 | -69.75 | p_solar_Argentina_AR128 | Argentina | 0.38571 | 0.27651
-29.75 | -69.75 | p_solar_Argentina_AR129 | Argentina | 0.38232 | 0.27478
-30.25 | -69.75 | p_solar_Argentina_AR130 | Argentina | 0.37709 | 0.27167
-30.75 | -69.75 | p_solar_Argentina_AR131 | Argentina | 0.37153 | 0.26817
-31.25 | -69.75 | p_solar_Argentina_AR132 | Argentina | 0.36632 | 0.2649
-31.75 | -69.75 | p_solar_Argentina_AR133 | Argentina | 0.36328 | 0.26366
-32.25 | -69.75 | p_solar_Argentina_AR134 | Argentina | 0.36152 | 0.26273
-32.75 | -69.75 | p_solar_Argentina_AR135 | Argentina | 0.36039 | 0.26152
-33.25 | -69.75 | p_solar_Argentina_AR136 | Argentina | 0.35788 | 0.25868
-33.75 | -69.75 | p_solar_Argentina_AR137 | Argentina | 0.35485 | 0.25624
-34.25 | -69.75 | p_solar_Argentina_AR138 | Argentina | 0.35509 | 0.25652
-34.75 | -69.75 | p_solar_Argentina_AR139 | Argentina | 0.34928 | 0.25304
-35.25 | -69.75 | p_solar_Argentina_AR140 | Argentina | 0.33828 | 0.24655
-35.75 | -69.75 | p_solar_Argentina_AR141 | Argentina | 0.33197 | 0.24299
-36.25 | -69.75 | p_solar_Argentina_AR142 | Argentina | 0.3269 | 0.24029
-36.75 | -69.75 | p_solar_Argentina_AR143 | Argentina | 0.31567 | 0.23348
-37.25 | -69.75 | p_solar_Argentina_AR144 | Argentina | 0.30183 | 0.22494
-37.75 | -69.75 | p_solar_Argentina_AR145 | Argentina | 0.29317 | 0.21969
-38.25 | -69.75 | p_solar_Argentina_AR146 | Argentina | 0.28794 | 0.21645
-38.75 | -69.75 | p_solar_Argentina_AR147 | Argentina | 0.28494 | 0.21441
-39.25 | -69.75 | p_solar_Argentina_AR148 | Argentina | 0.28064 | 0.21141
-39.75 | -69.75 | p_solar_Argentina_AR149 | Argentina | 0.27434 | 0.20733
-40.25 | -69.75 | p_solar_Argentina_AR150 | Argentina | 0.27336 | 0.20682
-40.75 | -69.75 | p_solar_Argentina_AR151 | Argentina | 0.2728 | 0.20672
-41.25 | -69.75 | p_solar_Argentina_AR152 | Argentina | 0.2676 | 0.20399
-41.75 | -69.75 | p_solar_Argentina_AR153 | Argentina | 0.26342 | 0.20209
-28.25 | -69.25 | p_solar_Argentina_AR174 | Argentina | 0.39229 | 0.28092
-28.75 | -69.25 | p_solar_Argentina_AR175 | Argentina | 0.3871 | 0.27773
-29.25 | -69.25 | p_solar_Argentina_AR176 | Argentina | 0.37719 | 0.27208
-29.75 | -69.25 | p_solar_Argentina_AR177 | Argentina | 0.36605 | 0.26572
-30.25 | -69.25 | p_solar_Argentina_AR178 | Argentina | 0.35361 | 0.25835
-30.75 | -69.25 | p_solar_Argentina_AR179 | Argentina | 0.34376 | 0.25236
-31.25 | -69.25 | p_solar_Argentina_AR180 | Argentina | 0.33762 | 0.2486
-31.75 | -69.25 | p_solar_Argentina_AR181 | Argentina | 0.33756 | 0.24895
-32.25 | -69.25 | p_solar_Argentina_AR182 | Argentina | 0.33931 | 0.25024
-32.75 | -69.25 | p_solar_Argentina_AR183 | Argentina | 0.3381 | 0.24914
-33.25 | -69.25 | p_solar_Argentina_AR184 | Argentina | 0.33518 | 0.24668
-33.75 | -69.25 | p_solar_Argentina_AR185 | Argentina | 0.33453 | 0.24569
-34.25 | -69.25 | p_solar_Argentina_AR186 | Argentina | 0.3338 | 0.24498
-34.75 | -69.25 | p_solar_Argentina_AR187 | Argentina | 0.32335 | 0.23881
-35.25 | -69.25 | p_solar_Argentina_AR188 | Argentina | 0.31365 | 0.23317
-35.75 | -69.25 | p_solar_Argentina_AR189 | Argentina | 0.31318 | 0.23295
-36.25 | -69.25 | p_solar_Argentina_AR190 | Argentina | 0.31052 | 0.2309
-36.75 | -69.25 | p_solar_Argentina_AR191 | Argentina | 0.30138 | 0.22443
-37.25 | -69.25 | p_solar_Argentina_AR192 | Argentina | 0.2918 | 0.21874
-37.75 | -69.25 | p_solar_Argentina_AR193 | Argentina | 0.28614 | 0.21518
-38.25 | -69.25 | p_solar_Argentina_AR194 | Argentina | 0.28063 | 0.21191
-38.75 | -69.25 | p_solar_Argentina_AR195 | Argentina | 0.27699 | 0.20957
-39.25 | -69.25 | p_solar_Argentina_AR196 | Argentina | 0.27452 | 0.20773
-39.75 | -69.25 | p_solar_Argentina_AR197 | Argentina | 0.2737 | 0.20682
-40.25 | -69.25 | p_solar_Argentina_AR198 | Argentina | 0.27681 | 0.2088
-40.75 | -69.25 | p_solar_Argentina_AR199 | Argentina | 0.27805 | 0.20978
-41.25 | -69.25 | p_solar_Argentina_AR200 | Argentina | 0.2748 | 0.2077
-41.75 | -69.25 | p_solar_Argentina_AR201 | Argentina | 0.26662 | 0.20388
-42.25 | -69.25 | p_solar_Argentina_AR202 | Argentina | 0.26012 | 0.20047
-42.75 | -69.25 | p_solar_Argentina_AR203 | Argentina | 0.2565 | 0.19779
-27.25 | -68.75 | p_solar_Argentina_AR222 | Argentina | 0.40059 | 0.2883
-27.75 | -68.75 | p_solar_Argentina_AR223 | Argentina | 0.39875 | 0.28708
-28.25 | -68.75 | p_solar_Argentina_AR224 | Argentina | 0.38718 | 0.27857
-28.75 | -68.75 | p_solar_Argentina_AR225 | Argentina | 0.36126 | 0.26298
-29.25 | -68.75 | p_solar_Argentina_AR226 | Argentina | 0.33795 | 0.25046
-29.75 | -68.75 | p_solar_Argentina_AR227 | Argentina | 0.32178 | 0.24153
-30.25 | -68.75 | p_solar_Argentina_AR228 | Argentina | 0.31183 | 0.23573
-30.75 | -68.75 | p_solar_Argentina_AR229 | Argentina | 0.31103 | 0.23486
-31.75 | -68.75 | p_solar_Argentina_AR231 | Argentina | 0.30822 | 0.23277
-32.25 | -68.75 | p_solar_Argentina_AR232 | Argentina | 0.30089 | 0.22878
-32.75 | -68.75 | p_solar_Argentina_AR233 | Argentina | 0.2926 | 0.22387
-33.25 | -68.75 | p_solar_Argentina_AR234 | Argentina | 0.28869 | 0.22119
-33.75 | -68.75 | p_solar_Argentina_AR235 | Argentina | 0.29209 | 0.22249
-34.25 | -68.75 | p_solar_Argentina_AR236 | Argentina | 0.2979 | 0.22528
-34.75 | -68.75 | p_solar_Argentina_AR237 | Argentina | 0.30069 | 0.2266
-35.25 | -68.75 | p_solar_Argentina_AR238 | Argentina | 0.30547 | 0.22929
-35.75 | -68.75 | p_solar_Argentina_AR239 | Argentina | 0.31047 | 0.23204
-36.25 | -68.75 | p_solar_Argentina_AR240 | Argentina | 0.30442 | 0.22751
-36.75 | -68.75 | p_solar_Argentina_AR241 | Argentina | 0.29254 | 0.21925
-37.25 | -68.75 | p_solar_Argentina_AR242 | Argentina | 0.2864 | 0.21491
-37.75 | -68.75 | p_solar_Argentina_AR243 | Argentina | 0.28074 | 0.2116
-38.25 | -68.75 | p_solar_Argentina_AR244 | Argentina | 0.27566 | 0.20863
-38.75 | -68.75 | p_solar_Argentina_AR245 | Argentina | 0.27385 | 0.20751
-39.25 | -68.75 | p_solar_Argentina_AR246 | Argentina | 0.27382 | 0.20718
-39.75 | -68.75 | p_solar_Argentina_AR247 | Argentina | 0.27691 | 0.20869
-40.25 | -68.75 | p_solar_Argentina_AR248 | Argentina | 0.28067 | 0.21099
-40.75 | -68.75 | p_solar_Argentina_AR249 | Argentina | 0.27676 | 0.20873
-41.25 | -68.75 | p_solar_Argentina_AR250 | Argentina | 0.27151 | 0.20504
-41.75 | -68.75 | p_solar_Argentina_AR251 | Argentina | 0.26859 | 0.20425
-42.25 | -68.75 | p_solar_Argentina_AR252 | Argentina | 0.26276 | 0.2019
-42.75 | -68.75 | p_solar_Argentina_AR253 | Argentina | 0.25886 | 0.19897
-43.25 | -68.75 | p_solar_Argentina_AR254 | Argentina | 0.2578 | 0.19691
-43.75 | -68.75 | p_solar_Argentina_AR255 | Argentina | 0.25602 | 0.19468
-44.25 | -68.75 | p_solar_Argentina_AR256 | Argentina | 0.25168 | 0.19172
-24.75 | -68.25 | p_solar_Argentina_AR270 | Argentina | 0.39129 | 0.27931
-25.25 | -68.25 | p_solar_Argentina_AR271 | Argentina | 0.393 | 0.28122
-25.75 | -68.25 | p_solar_Argentina_AR272 | Argentina | 0.39364 | 0.28194
-26.25 | -68.25 | p_solar_Argentina_AR273 | Argentina | 0.39509 | 0.28306
-26.75 | -68.25 | p_solar_Argentina_AR274 | Argentina | 0.39494 | 0.28409
-27.25 | -68.25 | p_solar_Argentina_AR275 | Argentina | 0.3885 | 0.28035
-27.75 | -68.25 | p_solar_Argentina_AR276 | Argentina | 0.37435 | 0.2715
-28.25 | -68.25 | p_solar_Argentina_AR277 | Argentina | 0.3534 | 0.25913
-28.75 | -68.25 | p_solar_Argentina_AR278 | Argentina | 0.3335 | 0.24762
-29.25 | -68.25 | p_solar_Argentina_AR279 | Argentina | 0.32088 | 0.24019
-29.75 | -68.25 | p_solar_Argentina_AR280 | Argentina | 0.31271 | 0.23549
-30.25 | -68.25 | p_solar_Argentina_AR281 | Argentina | 0.30474 | 0.23093
-30.75 | -68.25 | p_solar_Argentina_AR282 | Argentina | 0.29906 | 0.22767
-31.25 | -68.25 | p_solar_Argentina_AR283 | Argentina | 0.29858 | 0.22744
-31.75 | -68.25 | p_solar_Argentina_AR284 | Argentina | 0.29608 | 0.22605
-32.25 | -68.25 | p_solar_Argentina_AR285 | Argentina | 0.29235 | 0.22397
-32.75 | -68.25 | p_solar_Argentina_AR286 | Argentina | 0.29068 | 0.22279
-33.25 | -68.25 | p_solar_Argentina_AR287 | Argentina | 0.29011 | 0.22204
-33.75 | -68.25 | p_solar_Argentina_AR288 | Argentina | 0.28951 | 0.22128
-34.25 | -68.25 | p_solar_Argentina_AR289 | Argentina | 0.28744 | 0.21974
-34.75 | -68.25 | p_solar_Argentina_AR290 | Argentina | 0.28662 | 0.21878
-35.25 | -68.25 | p_solar_Argentina_AR291 | Argentina | 0.29086 | 0.22072
-35.75 | -68.25 | p_solar_Argentina_AR292 | Argentina | 0.29221 | 0.22076
-36.25 | -68.25 | p_solar_Argentina_AR293 | Argentina | 0.28629 | 0.2164
-36.75 | -68.25 | p_solar_Argentina_AR294 | Argentina | 0.28189 | 0.21303
-37.25 | -68.25 | p_solar_Argentina_AR295 | Argentina | 0.27987 | 0.2112
-37.75 | -68.25 | p_solar_Argentina_AR296 | Argentina | 0.27708 | 0.20919
-38.25 | -68.25 | p_solar_Argentina_AR297 | Argentina | 0.27391 | 0.20722
-38.75 | -68.25 | p_solar_Argentina_AR298 | Argentina | 0.27257 | 0.20651
-39.25 | -68.25 | p_solar_Argentina_AR299 | Argentina | 0.27388 | 0.20716
-39.75 | -68.25 | p_solar_Argentina_AR300 | Argentina | 0.27698 | 0.20871
-40.25 | -68.25 | p_solar_Argentina_AR301 | Argentina | 0.27907 | 0.20989
-40.75 | -68.25 | p_solar_Argentina_AR302 | Argentina | 0.27667 | 0.20827
-41.25 | -68.25 | p_solar_Argentina_AR303 | Argentina | 0.27263 | 0.20571
-41.75 | -68.25 | p_solar_Argentina_AR304 | Argentina | 0.27066 | 0.20511
-42.25 | -68.25 | p_solar_Argentina_AR305 | Argentina | 0.2679 | 0.20427
-42.75 | -68.25 | p_solar_Argentina_AR306 | Argentina | 0.2627 | 0.20063
-43.25 | -68.25 | p_solar_Argentina_AR307 | Argentina | 0.25746 | 0.19621
-43.75 | -68.25 | p_solar_Argentina_AR308 | Argentina | 0.25467 | 0.19379
-44.25 | -68.25 | p_solar_Argentina_AR309 | Argentina | 0.25242 | 0.19227
-44.75 | -68.25 | p_solar_Argentina_AR310 | Argentina | 0.24984 | 0.19074
-45.25 | -68.25 | p_solar_Argentina_AR311 | Argentina | 0.24794 | 0.18974
-45.75 | -68.25 | p_solar_Argentina_AR312 | Argentina | 0.24557 | 0.18854
-46.25 | -68.25 | p_solar_Argentina_AR313 | Argentina | 0.2415 | 0.18602
-24.25 | -67.75 | p_solar_Argentina_AR324 | Argentina | 0.38839 | 0.27741
-24.75 | -67.75 | p_solar_Argentina_AR325 | Argentina | 0.38955 | 0.27821
-25.25 | -67.75 | p_solar_Argentina_AR326 | Argentina | 0.38991 | 0.2795
-25.75 | -67.75 | p_solar_Argentina_AR327 | Argentina | 0.39 | 0.28014
-26.25 | -67.75 | p_solar_Argentina_AR328 | Argentina | 0.38867 | 0.27937
-26.75 | -67.75 | p_solar_Argentina_AR329 | Argentina | 0.38283 | 0.27621
-27.25 | -67.75 | p_solar_Argentina_AR330 | Argentina | 0.36602 | 0.26668
-27.75 | -67.75 | p_solar_Argentina_AR331 | Argentina | 0.34036 | 0.25302
-28.25 | -67.75 | p_solar_Argentina_AR332 | Argentina | 0.32391 | 0.24393
-28.75 | -67.75 | p_solar_Argentina_AR333 | Argentina | 0.32327 | 0.24297
-30.25 | -67.75 | p_solar_Argentina_AR336 | Argentina | 0.30111 | 0.22907
-30.75 | -67.75 | p_solar_Argentina_AR337 | Argentina | 0.29738 | 0.22658
-31.25 | -67.75 | p_solar_Argentina_AR338 | Argentina | 0.29479 | 0.2249
-31.75 | -67.75 | p_solar_Argentina_AR339 | Argentina | 0.29093 | 0.22275
-32.25 | -67.75 | p_solar_Argentina_AR340 | Argentina | 0.28818 | 0.22133
-32.75 | -67.75 | p_solar_Argentina_AR341 | Argentina | 0.28597 | 0.21991
-33.25 | -67.75 | p_solar_Argentina_AR342 | Argentina | 0.28398 | 0.21844
-33.75 | -67.75 | p_solar_Argentina_AR343 | Argentina | 0.28275 | 0.2174
-34.25 | -67.75 | p_solar_Argentina_AR344 | Argentina | 0.28117 | 0.21626
-34.75 | -67.75 | p_solar_Argentina_AR345 | Argentina | 0.27979 | 0.21496
-35.25 | -67.75 | p_solar_Argentina_AR346 | Argentina | 0.28045 | 0.21465
-35.75 | -67.75 | p_solar_Argentina_AR347 | Argentina | 0.2799 | 0.21346
-36.25 | -67.75 | p_solar_Argentina_AR348 | Argentina | 0.27664 | 0.21068
-36.75 | -67.75 | p_solar_Argentina_AR349 | Argentina | 0.27474 | 0.20892
-37.25 | -67.75 | p_solar_Argentina_AR350 | Argentina | 0.27399 | 0.20792
-37.75 | -67.75 | p_solar_Argentina_AR351 | Argentina | 0.27288 | 0.20675
-38.25 | -67.75 | p_solar_Argentina_AR352 | Argentina | 0.27146 | 0.20538
-38.75 | -67.75 | p_solar_Argentina_AR353 | Argentina | 0.27112 | 0.20473
-39.25 | -67.75 | p_solar_Argentina_AR354 | Argentina | 0.27106 | 0.20507
-39.75 | -67.75 | p_solar_Argentina_AR355 | Argentina | 0.2724 | 0.2057
-40.25 | -67.75 | p_solar_Argentina_AR356 | Argentina | 0.27354 | 0.20622
-40.75 | -67.75 | p_solar_Argentina_AR357 | Argentina | 0.2739 | 0.2063
-41.25 | -67.75 | p_solar_Argentina_AR358 | Argentina | 0.27293 | 0.20602
-41.75 | -67.75 | p_solar_Argentina_AR359 | Argentina | 0.27147 | 0.20543
-42.25 | -67.75 | p_solar_Argentina_AR360 | Argentina | 0.26822 | 0.20375
-42.75 | -67.75 | p_solar_Argentina_AR361 | Argentina | 0.26108 | 0.19893
-43.25 | -67.75 | p_solar_Argentina_AR362 | Argentina | 0.25599 | 0.19503
-43.75 | -67.75 | p_solar_Argentina_AR363 | Argentina | 0.25432 | 0.19363
-44.25 | -67.75 | p_solar_Argentina_AR364 | Argentina | 0.25287 | 0.19261
-44.75 | -67.75 | p_solar_Argentina_AR365 | Argentina | 0.24953 | 0.19054
-45.25 | -67.75 | p_solar_Argentina_AR366 | Argentina | 0.24713 | 0.18927
-45.75 | -67.75 | p_solar_Argentina_AR367 | Argentina | 0.2459 | 0.189
-46.25 | -67.75 | p_solar_Argentina_AR368 | Argentina | 0.24183 | 0.18685
-46.75 | -67.75 | p_solar_Argentina_AR369 | Argentina | 0.23671 | 0.18372
-23.75 | -67.25 | p_solar_Argentina_AR379 | Argentina | 0.38807 | 0.27957
-24.25 | -67.25 | p_solar_Argentina_AR380 | Argentina | 0.38938 | 0.27944
-24.75 | -67.25 | p_solar_Argentina_AR381 | Argentina | 0.38865 | 0.27864
-25.25 | -67.25 | p_solar_Argentina_AR382 | Argentina | 0.38748 | 0.27903
-25.75 | -67.25 | p_solar_Argentina_AR383 | Argentina | 0.38583 | 0.27908
-26.25 | -67.25 | p_solar_Argentina_AR384 | Argentina | 0.38201 | 0.2767
-26.75 | -67.25 | p_solar_Argentina_AR385 | Argentina | 0.36867 | 0.26883
-27.25 | -67.25 | p_solar_Argentina_AR386 | Argentina | 0.34287 | 0.25454
-27.75 | -67.25 | p_solar_Argentina_AR387 | Argentina | 0.31446 | 0.23917
-28.25 | -67.25 | p_solar_Argentina_AR388 | Argentina | 0.30316 | 0.23254
-30.75 | -67.25 | p_solar_Argentina_AR393 | Argentina | 0.29418 | 0.22461
-31.25 | -67.25 | p_solar_Argentina_AR394 | Argentina | 0.29197 | 0.22301
-31.75 | -67.25 | p_solar_Argentina_AR395 | Argentina | 0.28746 | 0.22042
-32.25 | -67.25 | p_solar_Argentina_AR396 | Argentina | 0.2853 | 0.2194
-32.75 | -67.25 | p_solar_Argentina_AR397 | Argentina | 0.28295 | 0.21789
-33.25 | -67.25 | p_solar_Argentina_AR398 | Argentina | 0.27955 | 0.21561
-33.75 | -67.25 | p_solar_Argentina_AR399 | Argentina | 0.27735 | 0.21408
-34.25 | -67.25 | p_solar_Argentina_AR400 | Argentina | 0.27703 | 0.21363
-34.75 | -67.25 | p_solar_Argentina_AR401 | Argentina | 0.27592 | 0.21253
-35.25 | -67.25 | p_solar_Argentina_AR402 | Argentina | 0.2743 | 0.21097
-35.75 | -67.25 | p_solar_Argentina_AR403 | Argentina | 0.273 | 0.20942
-36.25 | -67.25 | p_solar_Argentina_AR404 | Argentina | 0.2712 | 0.20757
-36.75 | -67.25 | p_solar_Argentina_AR405 | Argentina | 0.26997 | 0.20625
-37.25 | -67.25 | p_solar_Argentina_AR406 | Argentina | 0.2696 | 0.2055
-37.75 | -67.25 | p_solar_Argentina_AR407 | Argentina | 0.26936 | 0.20476
-38.25 | -67.25 | p_solar_Argentina_AR408 | Argentina | 0.26862 | 0.20357
-38.75 | -67.25 | p_solar_Argentina_AR409 | Argentina | 0.26818 | 0.20274
-39.25 | -67.25 | p_solar_Argentina_AR410 | Argentina | 0.2683 | 0.20262
-39.75 | -67.25 | p_solar_Argentina_AR411 | Argentina | 0.26803 | 0.20272
-40.25 | -67.25 | p_solar_Argentina_AR412 | Argentina | 0.26815 | 0.20261
-40.75 | -67.25 | p_solar_Argentina_AR413 | Argentina | 0.27036 | 0.20398
-41.25 | -67.25 | p_solar_Argentina_AR414 | Argentina | 0.2726 | 0.20572
-41.75 | -67.25 | p_solar_Argentina_AR415 | Argentina | 0.27079 | 0.20502
-42.25 | -67.25 | p_solar_Argentina_AR416 | Argentina | 0.26508 | 0.20137
-42.75 | -67.25 | p_solar_Argentina_AR417 | Argentina | 0.25806 | 0.19673
-43.25 | -67.25 | p_solar_Argentina_AR418 | Argentina | 0.25514 | 0.19466
-43.75 | -67.25 | p_solar_Argentina_AR419 | Argentina | 0.25461 | 0.19409
-44.25 | -67.25 | p_solar_Argentina_AR420 | Argentina | 0.25299 | 0.19293
-44.75 | -67.25 | p_solar_Argentina_AR421 | Argentina | 0.2486 | 0.19012
-45.25 | -67.25 | p_solar_Argentina_AR422 | Argentina | 0.24614 | 0.18887
-46.75 | -67.25 | p_solar_Argentina_AR423 | Argentina | 0.238 | 0.18511
-47.25 | -67.25 | p_solar_Argentina_AR424 | Argentina | 0.23389 | 0.18262
-22.75 | -66.75 | p_solar_Argentina_AR430 | Argentina | 0.3717 | 0.27231
-23.25 | -66.75 | p_solar_Argentina_AR431 | Argentina | 0.37762 | 0.27448
-23.75 | -66.75 | p_solar_Argentina_AR432 | Argentina | 0.38132 | 0.27617
-24.75 | -66.75 | p_solar_Argentina_AR434 | Argentina | 0.38501 | 0.2784
-25.25 | -66.75 | p_solar_Argentina_AR435 | Argentina | 0.37877 | 0.27527
-25.75 | -66.75 | p_solar_Argentina_AR436 | Argentina | 0.37431 | 0.2739
-26.25 | -66.75 | p_solar_Argentina_AR437 | Argentina | 0.3711 | 0.27211
-26.75 | -66.75 | p_solar_Argentina_AR438 | Argentina | 0.35493 | 0.26227
-27.25 | -66.75 | p_solar_Argentina_AR439 | Argentina | 0.32812 | 0.24705
-27.75 | -66.75 | p_solar_Argentina_AR440 | Argentina | 0.3038 | 0.23278
-31.25 | -66.75 | p_solar_Argentina_AR447 | Argentina | 0.28654 | 0.21979
-31.75 | -66.75 | p_solar_Argentina_AR448 | Argentina | 0.28358 | 0.21793
-32.25 | -66.75 | p_solar_Argentina_AR449 | Argentina | 0.28328 | 0.21793
-32.75 | -66.75 | p_solar_Argentina_AR450 | Argentina | 0.284 | 0.2183
-33.25 | -66.75 | p_solar_Argentina_AR451 | Argentina | 0.2803 | 0.2158
-33.75 | -66.75 | p_solar_Argentina_AR452 | Argentina | 0.27534 | 0.21261
-34.25 | -66.75 | p_solar_Argentina_AR453 | Argentina | 0.27397 | 0.21149
-34.75 | -66.75 | p_solar_Argentina_AR454 | Argentina | 0.27325 | 0.21054
-35.25 | -66.75 | p_solar_Argentina_AR455 | Argentina | 0.2718 | 0.20924
-35.75 | -66.75 | p_solar_Argentina_AR456 | Argentina | 0.27008 | 0.20762
-36.25 | -66.75 | p_solar_Argentina_AR457 | Argentina | 0.26823 | 0.20576
-36.75 | -66.75 | p_solar_Argentina_AR458 | Argentina | 0.26721 | 0.2046
-37.25 | -66.75 | p_solar_Argentina_AR459 | Argentina | 0.26693 | 0.20397
-37.75 | -66.75 | p_solar_Argentina_AR460 | Argentina | 0.26679 | 0.20329
-38.25 | -66.75 | p_solar_Argentina_AR461 | Argentina | 0.26599 | 0.20199
-38.75 | -66.75 | p_solar_Argentina_AR462 | Argentina | 0.26528 | 0.20094
-39.25 | -66.75 | p_solar_Argentina_AR463 | Argentina | 0.26595 | 0.20113
-39.75 | -66.75 | p_solar_Argentina_AR464 | Argentina | 0.26591 | 0.20092
-40.25 | -66.75 | p_solar_Argentina_AR465 | Argentina | 0.2649 | 0.20021
-40.75 | -66.75 | p_solar_Argentina_AR466 | Argentina | 0.26723 | 0.20172
-41.25 | -66.75 | p_solar_Argentina_AR467 | Argentina | 0.27106 | 0.20447
-41.75 | -66.75 | p_solar_Argentina_AR468 | Argentina | 0.269 | 0.20365
-42.25 | -66.75 | p_solar_Argentina_AR469 | Argentina | 0.26126 | 0.19884
-42.75 | -66.75 | p_solar_Argentina_AR470 | Argentina | 0.25595 | 0.19566
-43.25 | -66.75 | p_solar_Argentina_AR471 | Argentina | 0.25539 | 0.1951
-43.75 | -66.75 | p_solar_Argentina_AR472 | Argentina | 0.25562 | 0.19501
-44.25 | -66.75 | p_solar_Argentina_AR473 | Argentina | 0.25357 | 0.19354
-44.75 | -66.75 | p_solar_Argentina_AR474 | Argentina | 0.2489 | 0.19056
-47.25 | -66.75 | p_solar_Argentina_AR475 | Argentina | 0.2361 | 0.18442
-47.75 | -66.75 | p_solar_Argentina_AR476 | Argentina | 0.23141 | 0.18129
-22.25 | -66.25 | p_solar_Argentina_AR479 | Argentina | 0.35069 | 0.26098
-22.75 | -66.25 | p_solar_Argentina_AR480 | Argentina | 0.35729 | 0.26481
-23.25 | -66.25 | p_solar_Argentina_AR481 | Argentina | 0.36492 | 0.26764
-23.75 | -66.25 | p_solar_Argentina_AR482 | Argentina | 0.3696 | 0.26954
-24.25 | -66.25 | p_solar_Argentina_AR483 | Argentina | 0.37377 | 0.27275
-24.75 | -66.25 | p_solar_Argentina_AR484 | Argentina | 0.36618 | 0.26822
-25.25 | -66.25 | p_solar_Argentina_AR485 | Argentina | 0.34345 | 0.25508
-25.75 | -66.25 | p_solar_Argentina_AR486 | Argentina | 0.33534 | 0.25185
-26.25 | -66.25 | p_solar_Argentina_AR487 | Argentina | 0.34 | 0.25553
-26.75 | -66.25 | p_solar_Argentina_AR488 | Argentina | 0.33339 | 0.2507
-27.25 | -66.25 | p_solar_Argentina_AR489 | Argentina | 0.31957 | 0.24228
-27.75 | -66.25 | p_solar_Argentina_AR490 | Argentina | 0.30567 | 0.2334
-31.25 | -66.25 | p_solar_Argentina_AR497 | Argentina | 0.27959 | 0.2155
-31.75 | -66.25 | p_solar_Argentina_AR498 | Argentina | 0.28018 | 0.21568
-32.25 | -66.25 | p_solar_Argentina_AR499 | Argentina | 0.28425 | 0.21807
-32.75 | -66.25 | p_solar_Argentina_AR500 | Argentina | 0.28989 | 0.22162
-33.75 | -66.25 | p_solar_Argentina_AR502 | Argentina | 0.27579 | 0.21251
-34.25 | -66.25 | p_solar_Argentina_AR503 | Argentina | 0.27238 | 0.21023
-34.75 | -66.25 | p_solar_Argentina_AR504 | Argentina | 0.272 | 0.20938
-35.25 | -66.25 | p_solar_Argentina_AR505 | Argentina | 0.27072 | 0.20811
-35.75 | -66.25 | p_solar_Argentina_AR506 | Argentina | 0.26886 | 0.20659
-36.25 | -66.25 | p_solar_Argentina_AR507 | Argentina | 0.26731 | 0.20501
-36.75 | -66.25 | p_solar_Argentina_AR508 | Argentina | 0.26645 | 0.20376
-37.25 | -66.25 | p_solar_Argentina_AR509 | Argentina | 0.26555 | 0.20266
-37.75 | -66.25 | p_solar_Argentina_AR510 | Argentina | 0.2648 | 0.20177
-38.25 | -66.25 | p_solar_Argentina_AR511 | Argentina | 0.26382 | 0.20064
-38.75 | -66.25 | p_solar_Argentina_AR512 | Argentina | 0.26356 | 0.19983
-39.25 | -66.25 | p_solar_Argentina_AR513 | Argentina | 0.26534 | 0.20059
-39.75 | -66.25 | p_solar_Argentina_AR514 | Argentina | 0.26511 | 0.2003
-40.25 | -66.25 | p_solar_Argentina_AR515 | Argentina | 0.26332 | 0.19898
-40.75 | -66.25 | p_solar_Argentina_AR516 | Argentina | 0.26451 | 0.19943
-41.25 | -66.25 | p_solar_Argentina_AR517 | Argentina | 0.26727 | 0.20188
-41.75 | -66.25 | p_solar_Argentina_AR518 | Argentina | 0.26559 | 0.20126
-42.25 | -66.25 | p_solar_Argentina_AR519 | Argentina | 0.25976 | 0.19797
-42.75 | -66.25 | p_solar_Argentina_AR520 | Argentina | 0.25713 | 0.19667
-43.25 | -66.25 | p_solar_Argentina_AR521 | Argentina | 0.25641 | 0.19614
-43.75 | -66.25 | p_solar_Argentina_AR522 | Argentina | 0.25575 | 0.19549
-44.25 | -66.25 | p_solar_Argentina_AR523 | Argentina | 0.25371 | 0.19394
-44.75 | -66.25 | p_solar_Argentina_AR524 | Argentina | 0.25079 | 0.19203
-47.25 | -66.25 | p_solar_Argentina_AR525 | Argentina | 0.23738 | 0.18545
-47.75 | -66.25 | p_solar_Argentina_AR526 | Argentina | 0.23175 | 0.18148
-22.25 | -65.75 | p_solar_Argentina_AR528 | Argentina | 0.33759 | 0.25489
-22.75 | -65.75 | p_solar_Argentina_AR529 | Argentina | 0.3443 | 0.25863
-23.25 | -65.75 | p_solar_Argentina_AR530 | Argentina | 0.3489 | 0.26058
-23.75 | -65.75 | p_solar_Argentina_AR531 | Argentina | 0.3467 | 0.25895
-24.25 | -65.75 | p_solar_Argentina_AR532 | Argentina | 0.33694 | 0.25337
-24.75 | -65.75 | p_solar_Argentina_AR533 | Argentina | 0.31897 | 0.2437
-25.25 | -65.75 | p_solar_Argentina_AR534 | Argentina | 0.30244 | 0.23481
-25.75 | -65.75 | p_solar_Argentina_AR535 | Argentina | 0.29709 | 0.23196
-26.75 | -65.75 | p_solar_Argentina_AR537 | Argentina | 0.2942 | 0.22993
-27.25 | -65.75 | p_solar_Argentina_AR538 | Argentina | 0.28128 | 0.22129
-27.75 | -65.75 | p_solar_Argentina_AR539 | Argentina | 0.27693 | 0.21776
-32.75 | -65.75 | p_solar_Argentina_AR549 | Argentina | 0.28148 | 0.21672
-33.25 | -65.75 | p_solar_Argentina_AR550 | Argentina | 0.27742 | 0.21357
-33.75 | -65.75 | p_solar_Argentina_AR551 | Argentina | 0.26971 | 0.20872
-34.25 | -65.75 | p_solar_Argentina_AR552 | Argentina | 0.26741 | 0.20731
-34.75 | -65.75 | p_solar_Argentina_AR553 | Argentina | 0.26723 | 0.20662
-35.25 | -65.75 | p_solar_Argentina_AR554 | Argentina | 0.26639 | 0.20552
-35.75 | -65.75 | p_solar_Argentina_AR555 | Argentina | 0.26505 | 0.20418
-36.25 | -65.75 | p_solar_Argentina_AR556 | Argentina | 0.2643 | 0.20315
-36.75 | -65.75 | p_solar_Argentina_AR557 | Argentina | 0.26437 | 0.20259
-37.25 | -65.75 | p_solar_Argentina_AR558 | Argentina | 0.26374 | 0.20166
-37.75 | -65.75 | p_solar_Argentina_AR559 | Argentina | 0.26277 | 0.20064
-38.25 | -65.75 | p_solar_Argentina_AR560 | Argentina | 0.26236 | 0.1999
-38.75 | -65.75 | p_solar_Argentina_AR561 | Argentina | 0.26218 | 0.19933
-39.25 | -65.75 | p_solar_Argentina_AR562 | Argentina | 0.26311 | 0.19955
-39.75 | -65.75 | p_solar_Argentina_AR563 | Argentina | 0.263 | 0.19924
-40.25 | -65.75 | p_solar_Argentina_AR564 | Argentina | 0.26159 | 0.19822
-40.75 | -65.75 | p_solar_Argentina_AR565 | Argentina | 0.26181 | 0.19828
-41.25 | -65.75 | p_solar_Argentina_AR566 | Argentina | 0.26311 | 0.19912
-41.75 | -65.75 | p_solar_Argentina_AR567 | Argentina | 0.26122 | 0.19876
-42.25 | -65.75 | p_solar_Argentina_AR568 | Argentina | 0.25822 | 0.19746
-42.75 | -65.75 | p_solar_Argentina_AR569 | Argentina | 0.256 | 0.19635
-43.25 | -65.75 | p_solar_Argentina_AR570 | Argentina | 0.25464 | 0.19541
-43.75 | -65.75 | p_solar_Argentina_AR571 | Argentina | 0.25425 | 0.19508
-44.25 | -65.75 | p_solar_Argentina_AR572 | Argentina | 0.25379 | 0.19443
-44.75 | -65.75 | p_solar_Argentina_AR573 | Argentina | 0.25229 | 0.19328
-47.25 | -65.75 | p_solar_Argentina_AR574 | Argentina | 0.23795 | 0.1855
-22.25 | -65.25 | p_solar_Argentina_AR576 | Argentina | 0.31169 | 0.24099
-22.75 | -65.25 | p_solar_Argentina_AR577 | Argentina | 0.31222 | 0.24131
-23.25 | -65.25 | p_solar_Argentina_AR578 | Argentina | 0.31317 | 0.24147
-23.75 | -65.25 | p_solar_Argentina_AR579 | Argentina | 0.30503 | 0.23627
-24.25 | -65.25 | p_solar_Argentina_AR580 | Argentina | 0.29233 | 0.22862
-24.75 | -65.25 | p_solar_Argentina_AR581 | Argentina | 0.28338 | 0.22346
-25.25 | -65.25 | p_solar_Argentina_AR582 | Argentina | 0.27737 | 0.21981
-25.75 | -65.25 | p_solar_Argentina_AR583 | Argentina | 0.27697 | 0.21947
-26.25 | -65.25 | p_solar_Argentina_AR584 | Argentina | 0.27535 | 0.21852
-26.75 | -65.25 | p_solar_Argentina_AR585 | Argentina | 0.27135 | 0.21552
-27.25 | -65.25 | p_solar_Argentina_AR586 | Argentina | 0.26544 | 0.21112
-34.25 | -65.25 | p_solar_Argentina_AR600 | Argentina | 0.26352 | 0.2048
-34.75 | -65.25 | p_solar_Argentina_AR601 | Argentina | 0.26309 | 0.20398
-35.25 | -65.25 | p_solar_Argentina_AR602 | Argentina | 0.26235 | 0.203
-35.75 | -65.25 | p_solar_Argentina_AR603 | Argentina | 0.26146 | 0.20185
-36.25 | -65.25 | p_solar_Argentina_AR604 | Argentina | 0.26146 | 0.2013
-36.75 | -65.25 | p_solar_Argentina_AR605 | Argentina | 0.26186 | 0.20095
-37.25 | -65.25 | p_solar_Argentina_AR606 | Argentina | 0.26169 | 0.20032
-37.75 | -65.25 | p_solar_Argentina_AR607 | Argentina | 0.26095 | 0.19953
-38.25 | -65.25 | p_solar_Argentina_AR608 | Argentina | 0.26039 | 0.19881
-38.75 | -65.25 | p_solar_Argentina_AR609 | Argentina | 0.26104 | 0.19879
-39.25 | -65.25 | p_solar_Argentina_AR610 | Argentina | 0.26151 | 0.19875
-39.75 | -65.25 | p_solar_Argentina_AR611 | Argentina | 0.26093 | 0.1982
-40.25 | -65.25 | p_solar_Argentina_AR612 | Argentina | 0.26044 | 0.19784
-40.75 | -65.25 | p_solar_Argentina_AR613 | Argentina | 0.26126 | 0.1985
-41.25 | -65.25 | p_solar_Argentina_AR614 | Argentina | 0.2618 | 0.19898
-41.75 | -65.25 | p_solar_Argentina_AR615 | Argentina | 0.26034 | 0.19815
-42.25 | -65.25 | p_solar_Argentina_AR616 | Argentina | 0.25773 | 0.1972
-42.75 | -65.25 | p_solar_Argentina_AR617 | Argentina | 0.25559 | 0.19619
-43.25 | -65.25 | p_solar_Argentina_AR618 | Argentina | 0.25455 | 0.19569
-22.25 | -64.75 | p_solar_Argentina_AR620 | Argentina | 0.28385 | 0.22488
-22.75 | -64.75 | p_solar_Argentina_AR621 | Argentina | 0.27988 | 0.22258
-23.25 | -64.75 | p_solar_Argentina_AR622 | Argentina | 0.2793 | 0.22188
-23.75 | -64.75 | p_solar_Argentina_AR623 | Argentina | 0.27454 | 0.21861
-24.25 | -64.75 | p_solar_Argentina_AR624 | Argentina | 0.2696 | 0.21516
-24.75 | -64.75 | p_solar_Argentina_AR625 | Argentina | 0.26727 | 0.21318
-25.25 | -64.75 | p_solar_Argentina_AR626 | Argentina | 0.26441 | 0.21093
-25.75 | -64.75 | p_solar_Argentina_AR627 | Argentina | 0.26469 | 0.21091
-26.25 | -64.75 | p_solar_Argentina_AR628 | Argentina | 0.26362 | 0.21006
-26.75 | -64.75 | p_solar_Argentina_AR629 | Argentina | 0.26033 | 0.20759
-27.25 | -64.75 | p_solar_Argentina_AR630 | Argentina | 0.25894 | 0.20624
-34.75 | -64.75 | p_solar_Argentina_AR645 | Argentina | 0.25944 | 0.20161
-35.25 | -64.75 | p_solar_Argentina_AR646 | Argentina | 0.25896 | 0.20063
-35.75 | -64.75 | p_solar_Argentina_AR647 | Argentina | 0.2585 | 0.19987
-36.25 | -64.75 | p_solar_Argentina_AR648 | Argentina | 0.25851 | 0.19939
-36.75 | -64.75 | p_solar_Argentina_AR649 | Argentina | 0.25855 | 0.19897
-37.25 | -64.75 | p_solar_Argentina_AR650 | Argentina | 0.25885 | 0.19862
-37.75 | -64.75 | p_solar_Argentina_AR651 | Argentina | 0.25863 | 0.19808
-38.25 | -64.75 | p_solar_Argentina_AR652 | Argentina | 0.25783 | 0.19723
-38.75 | -64.75 | p_solar_Argentina_AR653 | Argentina | 0.25898 | 0.19757
-39.25 | -64.75 | p_solar_Argentina_AR654 | Argentina | 0.25956 | 0.19771
-39.75 | -64.75 | p_solar_Argentina_AR655 | Argentina | 0.259 | 0.19715
-40.25 | -64.75 | p_solar_Argentina_AR656 | Argentina | 0.25947 | 0.19747
-40.75 | -64.75 | p_solar_Argentina_AR657 | Argentina | 0.26118 | 0.19886
-42.25 | -64.75 | p_solar_Argentina_AR658 | Argentina | 0.25872 | 0.19748
-22.75 | -64.25 | p_solar_Argentina_AR659 | Argentina | 0.26061 | 0.20964
-23.25 | -64.25 | p_solar_Argentina_AR660 | Argentina | 0.26027 | 0.20921
-23.75 | -64.25 | p_solar_Argentina_AR661 | Argentina | 0.2631 | 0.21077
-24.25 | -64.25 | p_solar_Argentina_AR662 | Argentina | 0.26669 | 0.21258
-24.75 | -64.25 | p_solar_Argentina_AR663 | Argentina | 0.26351 | 0.21005
-25.25 | -64.25 | p_solar_Argentina_AR664 | Argentina | 0.25786 | 0.20616
-25.75 | -64.25 | p_solar_Argentina_AR665 | Argentina | 0.25541 | 0.20447
-26.25 | -64.25 | p_solar_Argentina_AR666 | Argentina | 0.25557 | 0.20446
-26.75 | -64.25 | p_solar_Argentina_AR667 | Argentina | 0.255 | 0.20383
-35.25 | -64.25 | p_solar_Argentina_AR684 | Argentina | 0.25644 | 0.19896
-35.75 | -64.25 | p_solar_Argentina_AR685 | Argentina | 0.25629 | 0.19836
-36.25 | -64.25 | p_solar_Argentina_AR686 | Argentina | 0.2557 | 0.1977
-36.75 | -64.25 | p_solar_Argentina_AR687 | Argentina | 0.2552 | 0.19704
-37.25 | -64.25 | p_solar_Argentina_AR688 | Argentina | 0.25577 | 0.19683
-37.75 | -64.25 | p_solar_Argentina_AR689 | Argentina | 0.25605 | 0.19642
-38.25 | -64.25 | p_solar_Argentina_AR690 | Argentina | 0.25541 | 0.19565
-38.75 | -64.25 | p_solar_Argentina_AR691 | Argentina | 0.25635 | 0.19597
-39.25 | -64.25 | p_solar_Argentina_AR692 | Argentina | 0.25692 | 0.19618
-39.75 | -64.25 | p_solar_Argentina_AR693 | Argentina | 0.25694 | 0.19601
-40.25 | -64.25 | p_solar_Argentina_AR694 | Argentina | 0.25795 | 0.1966
-40.75 | -64.25 | p_solar_Argentina_AR695 | Argentina | 0.26011 | 0.19828
-42.75 | -64.25 | p_solar_Argentina_AR696 | Argentina | 0.25762 | 0.1963
-35.25 | -63.75 | p_solar_Argentina_AR724 | Argentina | 0.25508 | 0.19791
-35.75 | -63.75 | p_solar_Argentina_AR725 | Argentina | 0.25421 | 0.19692
-36.25 | -63.75 | p_solar_Argentina_AR726 | Argentina | 0.25324 | 0.19616
-36.75 | -63.75 | p_solar_Argentina_AR727 | Argentina | 0.25282 | 0.19567
-37.25 | -63.75 | p_solar_Argentina_AR728 | Argentina | 0.2535 | 0.19552
-37.75 | -63.75 | p_solar_Argentina_AR729 | Argentina | 0.25397 | 0.19521
-38.25 | -63.75 | p_solar_Argentina_AR730 | Argentina | 0.25404 | 0.19499
-38.75 | -63.75 | p_solar_Argentina_AR731 | Argentina | 0.25381 | 0.19459
-39.25 | -63.75 | p_solar_Argentina_AR732 | Argentina | 0.25346 | 0.19407
-39.75 | -63.75 | p_solar_Argentina_AR733 | Argentina | 0.25441 | 0.1944
-40.25 | -63.75 | p_solar_Argentina_AR734 | Argentina | 0.25575 | 0.19517
-40.75 | -63.75 | p_solar_Argentina_AR735 | Argentina | 0.25741 | 0.19626
-42.25 | -63.75 | p_solar_Argentina_AR736 | Argentina | 0.26093 | 0.1979
-42.75 | -63.75 | p_solar_Argentina_AR737 | Argentina | 0.25791 | 0.19557
-35.25 | -63.25 | p_solar_Argentina_AR764 | Argentina | 0.25325 | 0.19667
-35.75 | -63.25 | p_solar_Argentina_AR765 | Argentina | 0.25265 | 0.1958
-36.25 | -63.25 | p_solar_Argentina_AR766 | Argentina | 0.25234 | 0.19539
-36.75 | -63.25 | p_solar_Argentina_AR767 | Argentina | 0.25192 | 0.19501
-37.25 | -63.25 | p_solar_Argentina_AR768 | Argentina | 0.2524 | 0.19491
-37.75 | -63.25 | p_solar_Argentina_AR769 | Argentina | 0.25315 | 0.19491
-38.25 | -63.25 | p_solar_Argentina_AR770 | Argentina | 0.25376 | 0.19508
-38.75 | -63.25 | p_solar_Argentina_AR771 | Argentina | 0.252 | 0.1937
-39.25 | -63.25 | p_solar_Argentina_AR772 | Argentina | 0.24993 | 0.19205
-39.75 | -63.25 | p_solar_Argentina_AR773 | Argentina | 0.25098 | 0.19249
-40.25 | -63.25 | p_solar_Argentina_AR774 | Argentina | 0.25245 | 0.19311
-40.75 | -63.25 | p_solar_Argentina_AR775 | Argentina | 0.25413 | 0.19412
-35.25 | -62.75 | p_solar_Argentina_AR802 | Argentina | 0.25217 | 0.19605
-35.75 | -62.75 | p_solar_Argentina_AR803 | Argentina | 0.25156 | 0.19508
-36.25 | -62.75 | p_solar_Argentina_AR804 | Argentina | 0.25157 | 0.19479
-36.75 | -62.75 | p_solar_Argentina_AR805 | Argentina | 0.25173 | 0.19474
-37.25 | -62.75 | p_solar_Argentina_AR806 | Argentina | 0.2524 | 0.19492
-37.75 | -62.75 | p_solar_Argentina_AR807 | Argentina | 0.25378 | 0.19542
-38.25 | -62.75 | p_solar_Argentina_AR808 | Argentina | 0.25356 | 0.19499
-38.75 | -62.75 | p_solar_Argentina_AR809 | Argentina | 0.25031 | 0.19273
-39.25 | -62.75 | p_solar_Argentina_AR810 | Argentina | 0.24819 | 0.19117
-39.75 | -62.75 | p_solar_Argentina_AR811 | Argentina | 0.24886 | 0.19141
-40.25 | -62.75 | p_solar_Argentina_AR812 | Argentina | 0.25036 | 0.19209
-40.75 | -62.75 | p_solar_Argentina_AR813 | Argentina | 0.25302 | 0.19358
-35.25 | -62.25 | p_solar_Argentina_AR839 | Argentina | 0.25136 | 0.19563
-35.75 | -62.25 | p_solar_Argentina_AR840 | Argentina | 0.25094 | 0.19475
-36.25 | -62.25 | p_solar_Argentina_AR841 | Argentina | 0.25119 | 0.19453
-36.75 | -62.25 | p_solar_Argentina_AR842 | Argentina | 0.25159 | 0.19449
-37.25 | -62.25 | p_solar_Argentina_AR843 | Argentina | 0.25238 | 0.19483
-37.75 | -62.25 | p_solar_Argentina_AR844 | Argentina | 0.25421 | 0.19568
-38.25 | -62.25 | p_solar_Argentina_AR845 | Argentina | 0.25309 | 0.19454
-38.75 | -62.25 | p_solar_Argentina_AR846 | Argentina | 0.24892 | 0.19176
-39.25 | -62.25 | p_solar_Argentina_AR847 | Argentina | 0.24771 | 0.19102
-39.75 | -62.25 | p_solar_Argentina_AR848 | Argentina | 0.24866 | 0.19158
-35.25 | -61.75 | p_solar_Argentina_AR873 | Argentina | 0.2507 | 0.19533
-35.75 | -61.75 | p_solar_Argentina_AR874 | Argentina | 0.25045 | 0.1946
-36.25 | -61.75 | p_solar_Argentina_AR875 | Argentina | 0.25069 | 0.1943
-36.75 | -61.75 | p_solar_Argentina_AR876 | Argentina | 0.25085 | 0.19408
-37.25 | -61.75 | p_solar_Argentina_AR877 | Argentina | 0.2517 | 0.19439
-37.75 | -61.75 | p_solar_Argentina_AR878 | Argentina | 0.25336 | 0.19506
-38.25 | -61.75 | p_solar_Argentina_AR879 | Argentina | 0.25161 | 0.19339
-38.75 | -61.75 | p_solar_Argentina_AR880 | Argentina | 0.24775 | 0.19083
-35.75 | -61.25 | p_solar_Argentina_AR905 | Argentina | 0.25061 | 0.19467
-36.25 | -61.25 | p_solar_Argentina_AR906 | Argentina | 0.25002 | 0.1938
-36.75 | -61.25 | p_solar_Argentina_AR907 | Argentina | 0.24972 | 0.1932
-37.25 | -61.25 | p_solar_Argentina_AR908 | Argentina | 0.2505 | 0.19349
-37.75 | -61.25 | p_solar_Argentina_AR909 | Argentina | 0.25093 | 0.19348
-38.25 | -61.25 | p_solar_Argentina_AR910 | Argentina | 0.24848 | 0.19129
-38.75 | -61.25 | p_solar_Argentina_AR911 | Argentina | 0.24627 | 0.18969
-11.75 | -61.75 | p_solar_Brazil_BR523 | Brazil | 0.19719 | 0.17297
-13.25 | -60.75 | p_solar_Brazil_BR599 | Brazil | 0.20818 | 0.17927
-14.75 | -60.25 | p_solar_Brazil_BR640 | Brazil | 0.21629 | 0.18432
-15.25 | -60.25 | p_solar_Brazil_BR641 | Brazil | 0.21445 | 0.18229
-14.75 | -59.75 | p_solar_Brazil_BR678 | Brazil | 0.21826 | 0.18536
-15.25 | -59.75 | p_solar_Brazil_BR679 | Brazil | 0.21706 | 0.18387
-15.75 | -59.75 | p_solar_Brazil_BR680 | Brazil | 0.21742 | 0.18317
-16.25 | -59.75 | p_solar_Brazil_BR681 | Brazil | 0.21885 | 0.18368
-14.25 | -59.25 | p_solar_Brazil_BR713 | Brazil | 0.22073 | 0.18641
-14.75 | -59.25 | p_solar_Brazil_BR714 | Brazil | 0.21946 | 0.18559
-15.25 | -59.25 | p_solar_Brazil_BR715 | Brazil | 0.21853 | 0.18452
-15.75 | -59.25 | p_solar_Brazil_BR716 | Brazil | 0.21961 | 0.18452
-16.25 | -59.25 | p_solar_Brazil_BR717 | Brazil | 0.21965 | 0.18414
-12.75 | -58.75 | p_solar_Brazil_BR745 | Brazil | 0.20879 | 0.179
-13.25 | -58.75 | p_solar_Brazil_BR746 | Brazil | 0.21595 | 0.18304
-13.75 | -58.75 | p_solar_Brazil_BR747 | Brazil | 0.2218 | 0.18639
-14.25 | -58.75 | p_solar_Brazil_BR748 | Brazil | 0.2231 | 0.18722
-14.75 | -58.75 | p_solar_Brazil_BR749 | Brazil | 0.22125 | 0.1862
-15.25 | -58.75 | p_solar_Brazil_BR750 | Brazil | 0.21852 | 0.18432
-15.75 | -58.75 | p_solar_Brazil_BR751 | Brazil | 0.21821 | 0.18366
-16.25 | -58.75 | p_solar_Brazil_BR752 | Brazil | 0.21809 | 0.18305
-13.75 | -58.25 | p_solar_Brazil_BR783 | Brazil | 0.22123 | 0.18606
-14.25 | -58.25 | p_solar_Brazil_BR784 | Brazil | 0.22266 | 0.18693
-14.75 | -58.25 | p_solar_Brazil_BR785 | Brazil | 0.22089 | 0.18593
-15.25 | -58.25 | p_solar_Brazil_BR786 | Brazil | 0.21937 | 0.18485
-15.75 | -58.25 | p_solar_Brazil_BR787 | Brazil | 0.21924 | 0.18441
-16.25 | -58.25 | p_solar_Brazil_BR788 | Brazil | 0.21866 | 0.18361
-16.75 | -58.25 | p_solar_Brazil_BR789 | Brazil | 0.21719 | 0.18232
-17.25 | -58.25 | p_solar_Brazil_BR790 | Brazil | 0.21669 | 0.18211
-13.75 | -57.75 | p_solar_Brazil_BR821 | Brazil | 0.22059 | 0.18588
-14.25 | -57.75 | p_solar_Brazil_BR822 | Brazil | 0.22239 | 0.18686
-14.75 | -57.75 | p_solar_Brazil_BR823 | Brazil | 0.22137 | 0.18617
-15.25 | -57.75 | p_solar_Brazil_BR824 | Brazil | 0.22087 | 0.18579
-15.75 | -57.75 | p_solar_Brazil_BR825 | Brazil | 0.2211 | 0.18559
-16.25 | -57.75 | p_solar_Brazil_BR826 | Brazil | 0.21974 | 0.18433
-16.75 | -57.75 | p_solar_Brazil_BR827 | Brazil | 0.21671 | 0.1821
-19.25 | -57.75 | p_solar_Brazil_BR829 | Brazil | 0.22328 | 0.18508
-19.75 | -57.75 | p_solar_Brazil_BR830 | Brazil | 0.22546 | 0.18593
-20.25 | -57.75 | p_solar_Brazil_BR831 | Brazil | 0.22625 | 0.18617
-20.75 | -57.75 | p_solar_Brazil_BR832 | Brazil | 0.22681 | 0.18639
-21.25 | -57.75 | p_solar_Brazil_BR833 | Brazil | 0.22897 | 0.1877
-21.75 | -57.75 | p_solar_Brazil_BR834 | Brazil | 0.23194 | 0.18941
-14.25 | -57.25 | p_solar_Brazil_BR867 | Brazil | 0.22196 | 0.18663
-14.75 | -57.25 | p_solar_Brazil_BR868 | Brazil | 0.22227 | 0.18644
-15.25 | -57.25 | p_solar_Brazil_BR869 | Brazil | 0.22298 | 0.18684
-15.75 | -57.25 | p_solar_Brazil_BR870 | Brazil | 0.22366 | 0.18709
-16.25 | -57.25 | p_solar_Brazil_BR871 | Brazil | 0.22131 | 0.18539
-16.75 | -57.25 | p_solar_Brazil_BR872 | Brazil | 0.21686 | 0.18243
-17.25 | -57.25 | p_solar_Brazil_BR873 | Brazil | 0.21396 | 0.18044
-17.75 | -57.25 | p_solar_Brazil_BR874 | Brazil | 0.21532 | 0.18103
-18.75 | -57.25 | p_solar_Brazil_BR876 | Brazil | 0.22117 | 0.18408
-19.25 | -57.25 | p_solar_Brazil_BR877 | Brazil | 0.22294 | 0.18472
-19.75 | -57.25 | p_solar_Brazil_BR878 | Brazil | 0.22568 | 0.18607
-20.25 | -57.25 | p_solar_Brazil_BR879 | Brazil | 0.22789 | 0.18719
-20.75 | -57.25 | p_solar_Brazil_BR880 | Brazil | 0.22919 | 0.18777
-21.25 | -57.25 | p_solar_Brazil_BR881 | Brazil | 0.23149 | 0.189
-21.75 | -57.25 | p_solar_Brazil_BR882 | Brazil | 0.2338 | 0.19026
-30.25 | -57.25 | p_solar_Brazil_BR883 | Brazil | 0.2469 | 0.19478
-14.25 | -56.75 | p_solar_Brazil_BR916 | Brazil | 0.22205 | 0.18671
-14.75 | -56.75 | p_solar_Brazil_BR917 | Brazil | 0.22376 | 0.18702
-15.25 | -56.75 | p_solar_Brazil_BR918 | Brazil | 0.22533 | 0.18784
-15.75 | -56.75 | p_solar_Brazil_BR919 | Brazil | 0.22612 | 0.18838
-16.25 | -56.75 | p_solar_Brazil_BR920 | Brazil | 0.2232 | 0.18659
-16.75 | -56.75 | p_solar_Brazil_BR921 | Brazil | 0.21837 | 0.18354
-17.25 | -56.75 | p_solar_Brazil_BR922 | Brazil | 0.21524 | 0.18128
-17.75 | -56.75 | p_solar_Brazil_BR923 | Brazil | 0.21642 | 0.18148
-18.25 | -56.75 | p_solar_Brazil_BR924 | Brazil | 0.21982 | 0.18308
-18.75 | -56.75 | p_solar_Brazil_BR925 | Brazil | 0.22204 | 0.18425
-19.25 | -56.75 | p_solar_Brazil_BR926 | Brazil | 0.22352 | 0.18482
-19.75 | -56.75 | p_solar_Brazil_BR927 | Brazil | 0.22654 | 0.18656
-20.25 | -56.75 | p_solar_Brazil_BR928 | Brazil | 0.23059 | 0.18898
-20.75 | -56.75 | p_solar_Brazil_BR929 | Brazil | 0.23307 | 0.19019
-21.25 | -56.75 | p_solar_Brazil_BR930 | Brazil | 0.23503 | 0.19093
-21.75 | -56.75 | p_solar_Brazil_BR931 | Brazil | 0.23588 | 0.19113
-29.75 | -56.75 | p_solar_Brazil_BR932 | Brazil | 0.24564 | 0.19398
-12.75 | -56.25 | p_solar_Brazil_BR962 | Brazil | 0.21334 | 0.18142
-14.25 | -56.25 | p_solar_Brazil_BR965 | Brazil | 0.22438 | 0.18801
-14.75 | -56.25 | p_solar_Brazil_BR966 | Brazil | 0.22673 | 0.1887
-15.25 | -56.25 | p_solar_Brazil_BR967 | Brazil | 0.2271 | 0.18867
-15.75 | -56.25 | p_solar_Brazil_BR968 | Brazil | 0.22621 | 0.1883
-16.25 | -56.25 | p_solar_Brazil_BR969 | Brazil | 0.22435 | 0.18728
-16.75 | -56.25 | p_solar_Brazil_BR970 | Brazil | 0.22091 | 0.18489
-17.25 | -56.25 | p_solar_Brazil_BR971 | Brazil | 0.21808 | 0.18261
-17.75 | -56.25 | p_solar_Brazil_BR972 | Brazil | 0.21873 | 0.18262
-18.25 | -56.25 | p_solar_Brazil_BR973 | Brazil | 0.22094 | 0.1837
-18.75 | -56.25 | p_solar_Brazil_BR974 | Brazil | 0.22343 | 0.18505
-19.25 | -56.25 | p_solar_Brazil_BR975 | Brazil | 0.22584 | 0.18621
-19.75 | -56.25 | p_solar_Brazil_BR976 | Brazil | 0.22898 | 0.18788
-20.25 | -56.25 | p_solar_Brazil_BR977 | Brazil | 0.23317 | 0.19031
-20.75 | -56.25 | p_solar_Brazil_BR978 | Brazil | 0.23635 | 0.19194
-21.25 | -56.25 | p_solar_Brazil_BR979 | Brazil | 0.23732 | 0.19207
-21.75 | -56.25 | p_solar_Brazil_BR980 | Brazil | 0.23677 | 0.19138
-29.75 | -56.25 | p_solar_Brazil_BR982 | Brazil | 0.24547 | 0.19358
-30.25 | -56.25 | p_solar_Brazil_BR983 | Brazil | 0.24725 | 0.19453
-13.25 | -55.75 | p_solar_Brazil_BR1015 | Brazil | 0.22032 | 0.1855
-14.25 | -55.75 | p_solar_Brazil_BR1017 | Brazil | 0.22792 | 0.18984
-14.75 | -55.75 | p_solar_Brazil_BR1018 | Brazil | 0.23007 | 0.19059
-15.25 | -55.75 | p_solar_Brazil_BR1019 | Brazil | 0.23015 | 0.19069
-15.75 | -55.75 | p_solar_Brazil_BR1020 | Brazil | 0.22876 | 0.18977
-16.25 | -55.75 | p_solar_Brazil_BR1021 | Brazil | 0.22645 | 0.18812
-16.75 | -55.75 | p_solar_Brazil_BR1022 | Brazil | 0.22375 | 0.18631
-17.25 | -55.75 | p_solar_Brazil_BR1023 | Brazil | 0.22155 | 0.18477
-17.75 | -55.75 | p_solar_Brazil_BR1024 | Brazil | 0.22142 | 0.18437
-18.25 | -55.75 | p_solar_Brazil_BR1025 | Brazil | 0.22268 | 0.1848
-18.75 | -55.75 | p_solar_Brazil_BR1026 | Brazil | 0.22483 | 0.18589
-19.25 | -55.75 | p_solar_Brazil_BR1027 | Brazil | 0.22761 | 0.18731
-19.75 | -55.75 | p_solar_Brazil_BR1028 | Brazil | 0.23171 | 0.18948
-20.25 | -55.75 | p_solar_Brazil_BR1029 | Brazil | 0.23565 | 0.19168
-20.75 | -55.75 | p_solar_Brazil_BR1030 | Brazil | 0.23752 | 0.19274
-21.25 | -55.75 | p_solar_Brazil_BR1031 | Brazil | 0.23908 | 0.19344
-21.75 | -55.75 | p_solar_Brazil_BR1032 | Brazil | 0.24044 | 0.19416
-22.25 | -55.75 | p_solar_Brazil_BR1033 | Brazil | 0.24114 | 0.19459
-30.25 | -55.75 | p_solar_Brazil_BR1038 | Brazil | 0.24531 | 0.19336
-30.75 | -55.75 | p_solar_Brazil_BR1039 | Brazil | 0.2462 | 0.19409
-13.75 | -55.25 | p_solar_Brazil_BR1072 | Brazil | 0.22545 | 0.18881
-14.25 | -55.25 | p_solar_Brazil_BR1073 | Brazil | 0.22871 | 0.19028
-14.75 | -55.25 | p_solar_Brazil_BR1074 | Brazil | 0.23136 | 0.19157
-15.25 | -55.25 | p_solar_Brazil_BR1075 | Brazil | 0.23369 | 0.19301
-15.75 | -55.25 | p_solar_Brazil_BR1076 | Brazil | 0.23354 | 0.19279
-16.25 | -55.25 | p_solar_Brazil_BR1077 | Brazil | 0.23028 | 0.19052
-16.75 | -55.25 | p_solar_Brazil_BR1078 | Brazil | 0.22701 | 0.18836
-17.25 | -55.25 | p_solar_Brazil_BR1079 | Brazil | 0.22505 | 0.18701
-17.75 | -55.25 | p_solar_Brazil_BR1080 | Brazil | 0.22465 | 0.18656
-18.25 | -55.25 | p_solar_Brazil_BR1081 | Brazil | 0.22571 | 0.18688
-18.75 | -55.25 | p_solar_Brazil_BR1082 | Brazil | 0.2284 | 0.18818
-19.25 | -55.25 | p_solar_Brazil_BR1083 | Brazil | 0.23167 | 0.1899
-19.75 | -55.25 | p_solar_Brazil_BR1084 | Brazil | 0.23497 | 0.19173
-20.25 | -55.25 | p_solar_Brazil_BR1085 | Brazil | 0.23782 | 0.19336
-20.75 | -55.25 | p_solar_Brazil_BR1086 | Brazil | 0.23966 | 0.19437
-21.25 | -55.25 | p_solar_Brazil_BR1087 | Brazil | 0.24078 | 0.19486
-21.75 | -55.25 | p_solar_Brazil_BR1088 | Brazil | 0.2411 | 0.19488
-22.25 | -55.25 | p_solar_Brazil_BR1089 | Brazil | 0.242 | 0.19527
-22.75 | -55.25 | p_solar_Brazil_BR1090 | Brazil | 0.24265 | 0.19555
-23.25 | -55.25 | p_solar_Brazil_BR1091 | Brazil | 0.24265 | 0.19521
-23.75 | -55.25 | p_solar_Brazil_BR1092 | Brazil | 0.24182 | 0.19436
-13.75 | -54.75 | p_solar_Brazil_BR1131 | Brazil | 0.22632 | 0.18925
-14.25 | -54.75 | p_solar_Brazil_BR1132 | Brazil | 0.22921 | 0.1905
-14.75 | -54.75 | p_solar_Brazil_BR1133 | Brazil | 0.23254 | 0.19241
-15.25 | -54.75 | p_solar_Brazil_BR1134 | Brazil | 0.23606 | 0.19446
-15.75 | -54.75 | p_solar_Brazil_BR1135 | Brazil | 0.23655 | 0.1945
-16.25 | -54.75 | p_solar_Brazil_BR1136 | Brazil | 0.23337 | 0.19232
-16.75 | -54.75 | p_solar_Brazil_BR1137 | Brazil | 0.23093 | 0.19079
-17.25 | -54.75 | p_solar_Brazil_BR1138 | Brazil | 0.23067 | 0.19059
-17.75 | -54.75 | p_solar_Brazil_BR1139 | Brazil | 0.23051 | 0.19032
-18.25 | -54.75 | p_solar_Brazil_BR1140 | Brazil | 0.23072 | 0.19008
-18.75 | -54.75 | p_solar_Brazil_BR1141 | Brazil | 0.23275 | 0.19099
-19.25 | -54.75 | p_solar_Brazil_BR1142 | Brazil | 0.23593 | 0.19273
-19.75 | -54.75 | p_solar_Brazil_BR1143 | Brazil | 0.23857 | 0.19422
-20.25 | -54.75 | p_solar_Brazil_BR1144 | Brazil | 0.24107 | 0.19564
-20.75 | -54.75 | p_solar_Brazil_BR1145 | Brazil | 0.24266 | 0.1964
-21.25 | -54.75 | p_solar_Brazil_BR1146 | Brazil | 0.24219 | 0.19573
-21.75 | -54.75 | p_solar_Brazil_BR1147 | Brazil | 0.24119 | 0.19474
-22.25 | -54.75 | p_solar_Brazil_BR1148 | Brazil | 0.24198 | 0.19503
-22.75 | -54.75 | p_solar_Brazil_BR1149 | Brazil | 0.24296 | 0.19556
-23.25 | -54.75 | p_solar_Brazil_BR1150 | Brazil | 0.24309 | 0.19536
-23.75 | -54.75 | p_solar_Brazil_BR1151 | Brazil | 0.243 | 0.19516
-13.75 | -54.25 | p_solar_Brazil_BR1191 | Brazil | 0.22721 | 0.1896
-14.25 | -54.25 | p_solar_Brazil_BR1192 | Brazil | 0.23003 | 0.19082
-14.75 | -54.25 | p_solar_Brazil_BR1193 | Brazil | 0.23335 | 0.19295
-15.25 | -54.25 | p_solar_Brazil_BR1194 | Brazil | 0.23633 | 0.19458
-15.75 | -54.25 | p_solar_Brazil_BR1195 | Brazil | 0.23676 | 0.19442
-16.25 | -54.25 | p_solar_Brazil_BR1196 | Brazil | 0.23509 | 0.19316
-16.75 | -54.25 | p_solar_Brazil_BR1197 | Brazil | 0.23519 | 0.19336
-17.25 | -54.25 | p_solar_Brazil_BR1198 | Brazil | 0.23749 | 0.19488
-17.75 | -54.25 | p_solar_Brazil_BR1199 | Brazil | 0.23747 | 0.19462
-18.25 | -54.25 | p_solar_Brazil_BR1200 | Brazil | 0.23621 | 0.1934
-18.75 | -54.25 | p_solar_Brazil_BR1201 | Brazil | 0.23661 | 0.19353
-19.25 | -54.25 | p_solar_Brazil_BR1202 | Brazil | 0.23918 | 0.195
-19.75 | -54.25 | p_solar_Brazil_BR1203 | Brazil | 0.24164 | 0.19636
-20.25 | -54.25 | p_solar_Brazil_BR1204 | Brazil | 0.24446 | 0.19778
-20.75 | -54.25 | p_solar_Brazil_BR1205 | Brazil | 0.24538 | 0.19794
-21.25 | -54.25 | p_solar_Brazil_BR1206 | Brazil | 0.24295 | 0.19598
-21.75 | -54.25 | p_solar_Brazil_BR1207 | Brazil | 0.24126 | 0.19454
-22.25 | -54.25 | p_solar_Brazil_BR1208 | Brazil | 0.24207 | 0.19483
-22.75 | -54.25 | p_solar_Brazil_BR1209 | Brazil | 0.2431 | 0.19542
-23.25 | -54.25 | p_solar_Brazil_BR1210 | Brazil | 0.24348 | 0.19548
-23.75 | -54.25 | p_solar_Brazil_BR1211 | Brazil | 0.2442 | 0.19579
-13.75 | -53.75 | p_solar_Brazil_BR1256 | Brazil | 0.22873 | 0.19013
-14.25 | -53.75 | p_solar_Brazil_BR1257 | Brazil | 0.23039 | 0.1907
-14.75 | -53.75 | p_solar_Brazil_BR1258 | Brazil | 0.23249 | 0.19211
-15.25 | -53.75 | p_solar_Brazil_BR1259 | Brazil | 0.23503 | 0.19352
-15.75 | -53.75 | p_solar_Brazil_BR1260 | Brazil | 0.23687 | 0.19439
-16.25 | -53.75 | p_solar_Brazil_BR1261 | Brazil | 0.23746 | 0.1945
-16.75 | -53.75 | p_solar_Brazil_BR1262 | Brazil | 0.23932 | 0.19583
-17.25 | -53.75 | p_solar_Brazil_BR1263 | Brazil | 0.24131 | 0.19735
-17.75 | -53.75 | p_solar_Brazil_BR1264 | Brazil | 0.23966 | 0.19614
-18.25 | -53.75 | p_solar_Brazil_BR1265 | Brazil | 0.23807 | 0.19475
-18.75 | -53.75 | p_solar_Brazil_BR1266 | Brazil | 0.239 | 0.19517
-19.25 | -53.75 | p_solar_Brazil_BR1267 | Brazil | 0.24136 | 0.19637
-19.75 | -53.75 | p_solar_Brazil_BR1268 | Brazil | 0.24322 | 0.19728
-20.25 | -53.75 | p_solar_Brazil_BR1269 | Brazil | 0.24519 | 0.19806
-20.75 | -53.75 | p_solar_Brazil_BR1270 | Brazil | 0.24564 | 0.19782
-21.25 | -53.75 | p_solar_Brazil_BR1271 | Brazil | 0.24309 | 0.19608
-21.75 | -53.75 | p_solar_Brazil_BR1272 | Brazil | 0.24111 | 0.19469
-22.25 | -53.75 | p_solar_Brazil_BR1273 | Brazil | 0.24154 | 0.19474
-22.75 | -53.75 | p_solar_Brazil_BR1274 | Brazil | 0.24257 | 0.19516
-23.25 | -53.75 | p_solar_Brazil_BR1275 | Brazil | 0.2438 | 0.19562
-23.75 | -53.75 | p_solar_Brazil_BR1276 | Brazil | 0.24496 | 0.19608
-31.75 | -53.75 | p_solar_Brazil_BR1290 | Brazil | 0.2399 | 0.1916
-13.25 | -53.25 | p_solar_Brazil_BR1322 | Brazil | 0.22589 | 0.18875
-13.75 | -53.25 | p_solar_Brazil_BR1323 | Brazil | 0.23005 | 0.19063
-14.25 | -53.25 | p_solar_Brazil_BR1324 | Brazil | 0.23079 | 0.19092
-14.75 | -53.25 | p_solar_Brazil_BR1325 | Brazil | 0.23194 | 0.19173
-15.25 | -53.25 | p_solar_Brazil_BR1326 | Brazil | 0.23365 | 0.19257
-15.75 | -53.25 | p_solar_Brazil_BR1327 | Brazil | 0.23497 | 0.19326
-16.25 | -53.25 | p_solar_Brazil_BR1328 | Brazil | 0.23738 | 0.19465
-16.75 | -53.25 | p_solar_Brazil_BR1329 | Brazil | 0.23965 | 0.19633
-17.25 | -53.25 | p_solar_Brazil_BR1330 | Brazil | 0.24186 | 0.19793
-17.75 | -53.25 | p_solar_Brazil_BR1331 | Brazil | 0.24326 | 0.19886
-18.25 | -53.25 | p_solar_Brazil_BR1332 | Brazil | 0.24425 | 0.19905
-18.75 | -53.25 | p_solar_Brazil_BR1333 | Brazil | 0.24495 | 0.19908
-19.25 | -53.25 | p_solar_Brazil_BR1334 | Brazil | 0.24539 | 0.19902
-19.75 | -53.25 | p_solar_Brazil_BR1335 | Brazil | 0.24576 | 0.19875
-20.25 | -53.25 | p_solar_Brazil_BR1336 | Brazil | 0.24641 | 0.19867
-20.75 | -53.25 | p_solar_Brazil_BR1337 | Brazil | 0.24607 | 0.19827
-21.25 | -53.25 | p_solar_Brazil_BR1338 | Brazil | 0.24398 | 0.19693
-21.75 | -53.25 | p_solar_Brazil_BR1339 | Brazil | 0.24297 | 0.19596
-22.25 | -53.25 | p_solar_Brazil_BR1340 | Brazil | 0.24305 | 0.19577
-22.75 | -53.25 | p_solar_Brazil_BR1341 | Brazil | 0.24347 | 0.19603
-23.25 | -53.25 | p_solar_Brazil_BR1342 | Brazil | 0.24482 | 0.19655
-23.75 | -53.25 | p_solar_Brazil_BR1343 | Brazil | 0.24687 | 0.19725
-31.75 | -53.25 | p_solar_Brazil_BR1359 | Brazil | 0.23736 | 0.19055
-32.25 | -53.25 | p_solar_Brazil_BR1360 | Brazil | 0.23804 | 0.1909
-13.25 | -52.75 | p_solar_Brazil_BR1393 | Brazil | 0.22538 | 0.18837
-13.75 | -52.75 | p_solar_Brazil_BR1394 | Brazil | 0.229 | 0.18986
-14.25 | -52.75 | p_solar_Brazil_BR1395 | Brazil | 0.22976 | 0.19022
-14.75 | -52.75 | p_solar_Brazil_BR1396 | Brazil | 0.23137 | 0.19132
-15.25 | -52.75 | p_solar_Brazil_BR1397 | Brazil | 0.23384 | 0.19271
-15.75 | -52.75 | p_solar_Brazil_BR1398 | Brazil | 0.23481 | 0.19334
-16.25 | -52.75 | p_solar_Brazil_BR1399 | Brazil | 0.23704 | 0.19483
-16.75 | -52.75 | p_solar_Brazil_BR1400 | Brazil | 0.23964 | 0.1966
-17.25 | -52.75 | p_solar_Brazil_BR1401 | Brazil | 0.24154 | 0.19821
-17.75 | -52.75 | p_solar_Brazil_BR1402 | Brazil | 0.24353 | 0.19949
-18.25 | -52.75 | p_solar_Brazil_BR1403 | Brazil | 0.24553 | 0.20019
-18.75 | -52.75 | p_solar_Brazil_BR1404 | Brazil | 0.24674 | 0.20054
-19.25 | -52.75 | p_solar_Brazil_BR1405 | Brazil | 0.24622 | 0.1998
-19.75 | -52.75 | p_solar_Brazil_BR1406 | Brazil | 0.24615 | 0.19914
-20.25 | -52.75 | p_solar_Brazil_BR1407 | Brazil | 0.24645 | 0.19889
-20.75 | -52.75 | p_solar_Brazil_BR1408 | Brazil | 0.24523 | 0.19817
-21.25 | -52.75 | p_solar_Brazil_BR1409 | Brazil | 0.24309 | 0.19682
-21.75 | -52.75 | p_solar_Brazil_BR1410 | Brazil | 0.24251 | 0.19609
-22.25 | -52.75 | p_solar_Brazil_BR1411 | Brazil | 0.24352 | 0.19641
-22.75 | -52.75 | p_solar_Brazil_BR1412 | Brazil | 0.24498 | 0.19713
-23.25 | -52.75 | p_solar_Brazil_BR1413 | Brazil | 0.24591 | 0.19728
-23.75 | -52.75 | p_solar_Brazil_BR1414 | Brazil | 0.24709 | 0.19762
-31.75 | -52.75 | p_solar_Brazil_BR1430 | Brazil | 0.23556 | 0.18959
-13.25 | -52.25 | p_solar_Brazil_BR1466 | Brazil | 0.22407 | 0.18731
-13.75 | -52.25 | p_solar_Brazil_BR1467 | Brazil | 0.22605 | 0.18804
-14.25 | -52.25 | p_solar_Brazil_BR1468 | Brazil | 0.22691 | 0.18843
-14.75 | -52.25 | p_solar_Brazil_BR1469 | Brazil | 0.22915 | 0.18977
-15.25 | -52.25 | p_solar_Brazil_BR1470 | Brazil | 0.23289 | 0.19198
-15.75 | -52.25 | p_solar_Brazil_BR1471 | Brazil | 0.23521 | 0.19348
-16.25 | -52.25 | p_solar_Brazil_BR1472 | Brazil | 0.23762 | 0.19515
-16.75 | -52.25 | p_solar_Brazil_BR1473 | Brazil | 0.24009 | 0.19693
-17.25 | -52.25 | p_solar_Brazil_BR1474 | Brazil | 0.24172 | 0.19843
-17.75 | -52.25 | p_solar_Brazil_BR1475 | Brazil | 0.24308 | 0.19929
-18.25 | -52.25 | p_solar_Brazil_BR1476 | Brazil | 0.24477 | 0.19975
-18.75 | -52.25 | p_solar_Brazil_BR1477 | Brazil | 0.24652 | 0.20031
-19.25 | -52.25 | p_solar_Brazil_BR1478 | Brazil | 0.24681 | 0.20004
-19.75 | -52.25 | p_solar_Brazil_BR1479 | Brazil | 0.2467 | 0.19952
-20.25 | -52.25 | p_solar_Brazil_BR1480 | Brazil | 0.24601 | 0.19881
-20.75 | -52.25 | p_solar_Brazil_BR1481 | Brazil | 0.2443 | 0.19784
-21.25 | -52.25 | p_solar_Brazil_BR1482 | Brazil | 0.24272 | 0.19682
-21.75 | -52.25 | p_solar_Brazil_BR1483 | Brazil | 0.24306 | 0.19663
-22.25 | -52.25 | p_solar_Brazil_BR1484 | Brazil | 0.24497 | 0.19748
-22.75 | -52.25 | p_solar_Brazil_BR1485 | Brazil | 0.24701 | 0.19845
-23.25 | -52.25 | p_solar_Brazil_BR1486 | Brazil | 0.24768 | 0.19829
-24.25 | -52.25 | p_solar_Brazil_BR1488 | Brazil | 0.24747 | 0.1984
-12.25 | -51.75 | p_solar_Brazil_BR1537 | Brazil | 0.22051 | 0.18524
-12.75 | -51.75 | p_solar_Brazil_BR1538 | Brazil | 0.22146 | 0.18552
-13.25 | -51.75 | p_solar_Brazil_BR1539 | Brazil | 0.22216 | 0.18571
-13.75 | -51.75 | p_solar_Brazil_BR1540 | Brazil | 0.22269 | 0.18595
-14.25 | -51.75 | p_solar_Brazil_BR1541 | Brazil | 0.22371 | 0.18645
-14.75 | -51.75 | p_solar_Brazil_BR1542 | Brazil | 0.22636 | 0.18783
-15.25 | -51.75 | p_solar_Brazil_BR1543 | Brazil | 0.23094 | 0.19045
-15.75 | -51.75 | p_solar_Brazil_BR1544 | Brazil | 0.23541 | 0.19332
-16.25 | -51.75 | p_solar_Brazil_BR1545 | Brazil | 0.2387 | 0.19558
-16.75 | -51.75 | p_solar_Brazil_BR1546 | Brazil | 0.24076 | 0.19727
-17.25 | -51.75 | p_solar_Brazil_BR1547 | Brazil | 0.24207 | 0.19845
-17.75 | -51.75 | p_solar_Brazil_BR1548 | Brazil | 0.24274 | 0.19887
-18.25 | -51.75 | p_solar_Brazil_BR1549 | Brazil | 0.2436 | 0.1988
-18.75 | -51.75 | p_solar_Brazil_BR1550 | Brazil | 0.24491 | 0.19904
-19.25 | -51.75 | p_solar_Brazil_BR1551 | Brazil | 0.24647 | 0.19967
-19.75 | -51.75 | p_solar_Brazil_BR1552 | Brazil | 0.24692 | 0.19974
-20.25 | -51.75 | p_solar_Brazil_BR1553 | Brazil | 0.24544 | 0.19863
-20.75 | -51.75 | p_solar_Brazil_BR1554 | Brazil | 0.24399 | 0.19769
-21.25 | -51.75 | p_solar_Brazil_BR1555 | Brazil | 0.24358 | 0.19728
-21.75 | -51.75 | p_solar_Brazil_BR1556 | Brazil | 0.24493 | 0.19776
-22.25 | -51.75 | p_solar_Brazil_BR1557 | Brazil | 0.24711 | 0.19878
-22.75 | -51.75 | p_solar_Brazil_BR1558 | Brazil | 0.24869 | 0.19959
-23.25 | -51.75 | p_solar_Brazil_BR1559 | Brazil | 0.24939 | 0.19952
-24.25 | -51.75 | p_solar_Brazil_BR1561 | Brazil | 0.24682 | 0.19835
-12.75 | -51.25 | p_solar_Brazil_BR1610 | Brazil | 0.21939 | 0.18349
-13.25 | -51.25 | p_solar_Brazil_BR1611 | Brazil | 0.22041 | 0.18421
-13.75 | -51.25 | p_solar_Brazil_BR1612 | Brazil | 0.2213 | 0.18487
-14.25 | -51.25 | p_solar_Brazil_BR1613 | Brazil | 0.22354 | 0.18612
-15.75 | -51.25 | p_solar_Brazil_BR1616 | Brazil | 0.23564 | 0.19313
-16.25 | -51.25 | p_solar_Brazil_BR1617 | Brazil | 0.2398 | 0.19597
-16.75 | -51.25 | p_solar_Brazil_BR1618 | Brazil | 0.24132 | 0.1974
-17.25 | -51.25 | p_solar_Brazil_BR1619 | Brazil | 0.24115 | 0.19773
-17.75 | -51.25 | p_solar_Brazil_BR1620 | Brazil | 0.24192 | 0.19813
-18.25 | -51.25 | p_solar_Brazil_BR1621 | Brazil | 0.24296 | 0.19813
-18.75 | -51.25 | p_solar_Brazil_BR1622 | Brazil | 0.24326 | 0.19764
-19.25 | -51.25 | p_solar_Brazil_BR1623 | Brazil | 0.24386 | 0.19786
-19.75 | -51.25 | p_solar_Brazil_BR1624 | Brazil | 0.24527 | 0.19866
-20.25 | -51.25 | p_solar_Brazil_BR1625 | Brazil | 0.24591 | 0.19886
-20.75 | -51.25 | p_solar_Brazil_BR1626 | Brazil | 0.24546 | 0.19846
-21.25 | -51.25 | p_solar_Brazil_BR1627 | Brazil | 0.24539 | 0.19823
-21.75 | -51.25 | p_solar_Brazil_BR1628 | Brazil | 0.24646 | 0.19856
-22.25 | -51.25 | p_solar_Brazil_BR1629 | Brazil | 0.2482 | 0.19939
-22.75 | -51.25 | p_solar_Brazil_BR1630 | Brazil | 0.24912 | 0.19998
-23.75 | -51.25 | p_solar_Brazil_BR1632 | Brazil | 0.25111 | 0.20116
-13.75 | -50.75 | p_solar_Brazil_BR1679 | Brazil | 0.22486 | 0.18739
-16.25 | -50.75 | p_solar_Brazil_BR1684 | Brazil | 0.24038 | 0.19651
-16.75 | -50.75 | p_solar_Brazil_BR1685 | Brazil | 0.24184 | 0.1979
-17.25 | -50.75 | p_solar_Brazil_BR1686 | Brazil | 0.24155 | 0.19792
-17.75 | -50.75 | p_solar_Brazil_BR1687 | Brazil | 0.24121 | 0.19771
-18.25 | -50.75 | p_solar_Brazil_BR1688 | Brazil | 0.24214 | 0.19787
-18.75 | -50.75 | p_solar_Brazil_BR1689 | Brazil | 0.24241 | 0.1974
-19.25 | -50.75 | p_solar_Brazil_BR1690 | Brazil | 0.24227 | 0.19707
-19.75 | -50.75 | p_solar_Brazil_BR1691 | Brazil | 0.24361 | 0.19787
-20.25 | -50.75 | p_solar_Brazil_BR1692 | Brazil | 0.24514 | 0.1987
-20.75 | -50.75 | p_solar_Brazil_BR1693 | Brazil | 0.24564 | 0.19886
-21.25 | -50.75 | p_solar_Brazil_BR1694 | Brazil | 0.24621 | 0.19899
-21.75 | -50.75 | p_solar_Brazil_BR1695 | Brazil | 0.24747 | 0.19945
-22.25 | -50.75 | p_solar_Brazil_BR1696 | Brazil | 0.24829 | 0.19964
-22.75 | -50.75 | p_solar_Brazil_BR1697 | Brazil | 0.24856 | 0.19981
-23.75 | -50.75 | p_solar_Brazil_BR1699 | Brazil | 0.2498 | 0.20169
-16.25 | -50.25 | p_solar_Brazil_BR1749 | Brazil | 0.2425 | 0.19801
-16.75 | -50.25 | p_solar_Brazil_BR1750 | Brazil | 0.24294 | 0.19872
-17.25 | -50.25 | p_solar_Brazil_BR1751 | Brazil | 0.24219 | 0.19829
-17.75 | -50.25 | p_solar_Brazil_BR1752 | Brazil | 0.24083 | 0.19733
-18.25 | -50.25 | p_solar_Brazil_BR1753 | Brazil | 0.24087 | 0.19704
-18.75 | -50.25 | p_solar_Brazil_BR1754 | Brazil | 0.24143 | 0.19693
-19.25 | -50.25 | p_solar_Brazil_BR1755 | Brazil | 0.24133 | 0.19671
-19.75 | -50.25 | p_solar_Brazil_BR1756 | Brazil | 0.24237 | 0.19737
-20.25 | -50.25 | p_solar_Brazil_BR1757 | Brazil | 0.24363 | 0.1982
-20.75 | -50.25 | p_solar_Brazil_BR1758 | Brazil | 0.24438 | 0.19852
-21.25 | -50.25 | p_solar_Brazil_BR1759 | Brazil | 0.24563 | 0.19891
-21.75 | -50.25 | p_solar_Brazil_BR1760 | Brazil | 0.24693 | 0.1995
-22.25 | -50.25 | p_solar_Brazil_BR1761 | Brazil | 0.24726 | 0.19957
-22.75 | -50.25 | p_solar_Brazil_BR1762 | Brazil | 0.24731 | 0.19948
-23.25 | -50.25 | p_solar_Brazil_BR1763 | Brazil | 0.2477 | 0.20031
-23.75 | -50.25 | p_solar_Brazil_BR1764 | Brazil | 0.24747 | 0.20129
-15.75 | -49.75 | p_solar_Brazil_BR1810 | Brazil | 0.24301 | 0.19816
-16.25 | -49.75 | p_solar_Brazil_BR1811 | Brazil | 0.24471 | 0.19937
-16.75 | -49.75 | p_solar_Brazil_BR1812 | Brazil | 0.24444 | 0.19965
-17.25 | -49.75 | p_solar_Brazil_BR1813 | Brazil | 0.24353 | 0.19911
-17.75 | -49.75 | p_solar_Brazil_BR1814 | Brazil | 0.24222 | 0.19808
-18.25 | -49.75 | p_solar_Brazil_BR1815 | Brazil | 0.24166 | 0.1973
-18.75 | -49.75 | p_solar_Brazil_BR1816 | Brazil | 0.24179 | 0.19705
-19.25 | -49.75 | p_solar_Brazil_BR1817 | Brazil | 0.24127 | 0.19684
-19.75 | -49.75 | p_solar_Brazil_BR1818 | Brazil | 0.24136 | 0.19701
-20.25 | -49.75 | p_solar_Brazil_BR1819 | Brazil | 0.24215 | 0.19751
-20.75 | -49.75 | p_solar_Brazil_BR1820 | Brazil | 0.24327 | 0.19801
-21.25 | -49.75 | p_solar_Brazil_BR1821 | Brazil | 0.24496 | 0.19861
-21.75 | -49.75 | p_solar_Brazil_BR1822 | Brazil | 0.24582 | 0.19906
-22.25 | -49.75 | p_solar_Brazil_BR1823 | Brazil | 0.24541 | 0.19908
-22.75 | -49.75 | p_solar_Brazil_BR1824 | Brazil | 0.24554 | 0.1992
-23.25 | -49.75 | p_solar_Brazil_BR1825 | Brazil | 0.2463 | 0.20016
-23.75 | -49.75 | p_solar_Brazil_BR1826 | Brazil | 0.24532 | 0.20073
-13.25 | -49.25 | p_solar_Brazil_BR1864 | Brazil | 0.22584 | 0.18798
-13.75 | -49.25 | p_solar_Brazil_BR1865 | Brazil | 0.22812 | 0.18968
-14.25 | -49.25 | p_solar_Brazil_BR1866 | Brazil | 0.23237 | 0.19222
-14.75 | -49.25 | p_solar_Brazil_BR1867 | Brazil | 0.23783 | 0.19537
-15.25 | -49.25 | p_solar_Brazil_BR1868 | Brazil | 0.24241 | 0.19796
-15.75 | -49.25 | p_solar_Brazil_BR1869 | Brazil | 0.24504 | 0.19948
-16.25 | -49.25 | p_solar_Brazil_BR1870 | Brazil | 0.246 | 0.20041
-16.75 | -49.25 | p_solar_Brazil_BR1871 | Brazil | 0.24581 | 0.20054
-17.25 | -49.25 | p_solar_Brazil_BR1872 | Brazil | 0.24515 | 0.20012
-17.75 | -49.25 | p_solar_Brazil_BR1873 | Brazil | 0.24457 | 0.19947
-18.25 | -49.25 | p_solar_Brazil_BR1874 | Brazil | 0.24391 | 0.19852
-18.75 | -49.25 | p_solar_Brazil_BR1875 | Brazil | 0.24326 | 0.1979
-19.25 | -49.25 | p_solar_Brazil_BR1876 | Brazil | 0.2418 | 0.19729
-19.75 | -49.25 | p_solar_Brazil_BR1877 | Brazil | 0.24056 | 0.19669
-20.25 | -49.25 | p_solar_Brazil_BR1878 | Brazil | 0.24087 | 0.19684
-20.75 | -49.25 | p_solar_Brazil_BR1879 | Brazil | 0.2423 | 0.19751
-21.25 | -49.25 | p_solar_Brazil_BR1880 | Brazil | 0.24408 | 0.19816
-21.75 | -49.25 | p_solar_Brazil_BR1881 | Brazil | 0.24419 | 0.19823
-22.25 | -49.25 | p_solar_Brazil_BR1882 | Brazil | 0.2425 | 0.19798
-22.75 | -49.25 | p_solar_Brazil_BR1883 | Brazil | 0.24275 | 0.19864
-23.25 | -49.25 | p_solar_Brazil_BR1884 | Brazil | 0.24454 | 0.20012
-23.75 | -49.25 | p_solar_Brazil_BR1885 | Brazil | 0.24319 | 0.20021
-12.75 | -48.75 | p_solar_Brazil_BR1921 | Brazil | 0.2262 | 0.18791
-13.25 | -48.75 | p_solar_Brazil_BR1922 | Brazil | 0.22668 | 0.18854
-13.75 | -48.75 | p_solar_Brazil_BR1923 | Brazil | 0.22893 | 0.18993
-14.25 | -48.75 | p_solar_Brazil_BR1924 | Brazil | 0.23271 | 0.19217
-14.75 | -48.75 | p_solar_Brazil_BR1925 | Brazil | 0.23841 | 0.19554
-15.25 | -48.75 | p_solar_Brazil_BR1926 | Brazil | 0.24386 | 0.19881
-15.75 | -48.75 | p_solar_Brazil_BR1927 | Brazil | 0.24741 | 0.20113
-16.25 | -48.75 | p_solar_Brazil_BR1928 | Brazil | 0.24802 | 0.20185
-16.75 | -48.75 | p_solar_Brazil_BR1929 | Brazil | 0.24734 | 0.20149
-17.25 | -48.75 | p_solar_Brazil_BR1930 | Brazil | 0.24607 | 0.20043
-17.75 | -48.75 | p_solar_Brazil_BR1931 | Brazil | 0.24471 | 0.19923
-18.25 | -48.75 | p_solar_Brazil_BR1932 | Brazil | 0.24447 | 0.19878
-18.75 | -48.75 | p_solar_Brazil_BR1933 | Brazil | 0.2446 | 0.19892
-19.25 | -48.75 | p_solar_Brazil_BR1934 | Brazil | 0.2424 | 0.19774
-19.75 | -48.75 | p_solar_Brazil_BR1935 | Brazil | 0.24013 | 0.19638
-20.25 | -48.75 | p_solar_Brazil_BR1936 | Brazil | 0.24013 | 0.19626
-23.75 | -48.75 | p_solar_Brazil_BR1943 | Brazil | 0.24012 | 0.19903
-12.25 | -48.25 | p_solar_Brazil_BR1974 | Brazil | 0.22898 | 0.18916
-12.75 | -48.25 | p_solar_Brazil_BR1975 | Brazil | 0.22785 | 0.18881
-13.25 | -48.25 | p_solar_Brazil_BR1976 | Brazil | 0.22661 | 0.18822
-13.75 | -48.25 | p_solar_Brazil_BR1977 | Brazil | 0.22785 | 0.1889
-14.25 | -48.25 | p_solar_Brazil_BR1978 | Brazil | 0.23314 | 0.19225
-14.75 | -48.25 | p_solar_Brazil_BR1979 | Brazil | 0.24032 | 0.19691
-15.25 | -48.25 | p_solar_Brazil_BR1980 | Brazil | 0.24565 | 0.20046
-15.75 | -48.25 | p_solar_Brazil_BR1981 | Brazil | 0.24815 | 0.20219
-16.25 | -48.25 | p_solar_Brazil_BR1982 | Brazil | 0.24795 | 0.20215
-16.75 | -48.25 | p_solar_Brazil_BR1983 | Brazil | 0.24691 | 0.20137
-17.25 | -48.25 | p_solar_Brazil_BR1984 | Brazil | 0.2453 | 0.20009
-17.75 | -48.25 | p_solar_Brazil_BR1985 | Brazil | 0.24346 | 0.19868
-18.25 | -48.25 | p_solar_Brazil_BR1986 | Brazil | 0.24302 | 0.19816
-18.75 | -48.25 | p_solar_Brazil_BR1987 | Brazil | 0.24326 | 0.19857
-19.25 | -48.25 | p_solar_Brazil_BR1988 | Brazil | 0.24241 | 0.19835
-19.75 | -48.25 | p_solar_Brazil_BR1989 | Brazil | 0.2403 | 0.19689
-22.25 | -48.25 | p_solar_Brazil_BR1994 | Brazil | 0.23803 | 0.19633
-22.75 | -48.25 | p_solar_Brazil_BR1995 | Brazil | 0.23672 | 0.19632
-23.25 | -48.25 | p_solar_Brazil_BR1996 | Brazil | 0.23834 | 0.19771
-23.75 | -48.25 | p_solar_Brazil_BR1997 | Brazil | 0.23479 | 0.19617
-11.25 | -47.75 | p_solar_Brazil_BR2022 | Brazil | 0.22776 | 0.18936
-11.75 | -47.75 | p_solar_Brazil_BR2023 | Brazil | 0.22924 | 0.18968
-12.25 | -47.75 | p_solar_Brazil_BR2024 | Brazil | 0.23146 | 0.19064
-12.75 | -47.75 | p_solar_Brazil_BR2025 | Brazil | 0.23107 | 0.19056
-13.25 | -47.75 | p_solar_Brazil_BR2026 | Brazil | 0.23079 | 0.19052
-13.75 | -47.75 | p_solar_Brazil_BR2027 | Brazil | 0.23294 | 0.19195
-14.25 | -47.75 | p_solar_Brazil_BR2028 | Brazil | 0.23703 | 0.19467
-14.75 | -47.75 | p_solar_Brazil_BR2029 | Brazil | 0.24168 | 0.19781
-15.25 | -47.75 | p_solar_Brazil_BR2030 | Brazil | 0.24544 | 0.20055
-15.75 | -47.75 | p_solar_Brazil_BR2031 | Brazil | 0.24681 | 0.20173
-16.25 | -47.75 | p_solar_Brazil_BR2032 | Brazil | 0.24631 | 0.20144
-16.75 | -47.75 | p_solar_Brazil_BR2033 | Brazil | 0.24562 | 0.20078
-17.25 | -47.75 | p_solar_Brazil_BR2034 | Brazil | 0.24393 | 0.19951
-17.75 | -47.75 | p_solar_Brazil_BR2035 | Brazil | 0.24221 | 0.19827
-18.25 | -47.75 | p_solar_Brazil_BR2036 | Brazil | 0.24201 | 0.1978
-18.75 | -47.75 | p_solar_Brazil_BR2037 | Brazil | 0.24134 | 0.19767
-19.25 | -47.75 | p_solar_Brazil_BR2038 | Brazil | 0.24038 | 0.19758
-19.75 | -47.75 | p_solar_Brazil_BR2039 | Brazil | 0.24006 | 0.19715
-20.25 | -47.75 | p_solar_Brazil_BR2040 | Brazil | 0.23851 | 0.19589
-21.75 | -47.75 | p_solar_Brazil_BR2043 | Brazil | 0.23747 | 0.19538
-22.25 | -47.75 | p_solar_Brazil_BR2044 | Brazil | 0.23744 | 0.19592
-11.25 | -47.25 | p_solar_Brazil_BR2071 | Brazil | 0.2327 | 0.19217
-11.75 | -47.25 | p_solar_Brazil_BR2072 | Brazil | 0.23263 | 0.19166
-12.25 | -47.25 | p_solar_Brazil_BR2073 | Brazil | 0.23342 | 0.19178
-12.75 | -47.25 | p_solar_Brazil_BR2074 | Brazil | 0.23409 | 0.19221
-13.25 | -47.25 | p_solar_Brazil_BR2075 | Brazil | 0.23525 | 0.19307
-13.75 | -47.25 | p_solar_Brazil_BR2076 | Brazil | 0.23786 | 0.19487
-14.25 | -47.25 | p_solar_Brazil_BR2077 | Brazil | 0.24036 | 0.19656
-14.75 | -47.25 | p_solar_Brazil_BR2078 | Brazil | 0.2422 | 0.19789
-15.25 | -47.25 | p_solar_Brazil_BR2079 | Brazil | 0.24442 | 0.19973
-15.75 | -47.25 | p_solar_Brazil_BR2080 | Brazil | 0.24556 | 0.20084
-16.25 | -47.25 | p_solar_Brazil_BR2081 | Brazil | 0.24468 | 0.20038
-16.75 | -47.25 | p_solar_Brazil_BR2082 | Brazil | 0.24295 | 0.19927
-17.25 | -47.25 | p_solar_Brazil_BR2083 | Brazil | 0.24098 | 0.19791
-17.75 | -47.25 | p_solar_Brazil_BR2084 | Brazil | 0.23999 | 0.19715
-18.25 | -47.25 | p_solar_Brazil_BR2085 | Brazil | 0.24038 | 0.19722
-18.75 | -47.25 | p_solar_Brazil_BR2086 | Brazil | 0.23961 | 0.19693
-19.25 | -47.25 | p_solar_Brazil_BR2087 | Brazil | 0.23812 | 0.19649
-19.75 | -47.25 | p_solar_Brazil_BR2088 | Brazil | 0.23814 | 0.19656
-20.25 | -47.25 | p_solar_Brazil_BR2089 | Brazil | 0.23812 | 0.19622
-20.75 | -47.25 | p_solar_Brazil_BR2090 | Brazil | 0.23666 | 0.19509
-21.25 | -47.25 | p_solar_Brazil_BR2091 | Brazil | 0.23589 | 0.19456
-10.75 | -46.75 | p_solar_Brazil_BR2117 | Brazil | 0.23722 | 0.19481
-11.25 | -46.75 | p_solar_Brazil_BR2118 | Brazil | 0.23944 | 0.19594
-11.75 | -46.75 | p_solar_Brazil_BR2119 | Brazil | 0.23838 | 0.19493
-12.25 | -46.75 | p_solar_Brazil_BR2120 | Brazil | 0.2369 | 0.19381
-12.75 | -46.75 | p_solar_Brazil_BR2121 | Brazil | 0.23781 | 0.19435
-13.25 | -46.75 | p_solar_Brazil_BR2122 | Brazil | 0.23954 | 0.19554
-13.75 | -46.75 | p_solar_Brazil_BR2123 | Brazil | 0.24126 | 0.19667
-14.25 | -46.75 | p_solar_Brazil_BR2124 | Brazil | 0.24275 | 0.19754
-14.75 | -46.75 | p_solar_Brazil_BR2125 | Brazil | 0.24325 | 0.19807
-15.25 | -46.75 | p_solar_Brazil_BR2126 | Brazil | 0.24417 | 0.19897
-15.75 | -46.75 | p_solar_Brazil_BR2127 | Brazil | 0.24508 | 0.19982
-16.25 | -46.75 | p_solar_Brazil_BR2128 | Brazil | 0.24383 | 0.19928
-16.75 | -46.75 | p_solar_Brazil_BR2129 | Brazil | 0.24066 | 0.19758
-17.25 | -46.75 | p_solar_Brazil_BR2130 | Brazil | 0.23822 | 0.19606
-17.75 | -46.75 | p_solar_Brazil_BR2131 | Brazil | 0.23798 | 0.19584
-18.25 | -46.75 | p_solar_Brazil_BR2132 | Brazil | 0.23875 | 0.19658
-18.75 | -46.75 | p_solar_Brazil_BR2133 | Brazil | 0.23843 | 0.19661
-19.25 | -46.75 | p_solar_Brazil_BR2134 | Brazil | 0.2365 | 0.19565
-19.75 | -46.75 | p_solar_Brazil_BR2135 | Brazil | 0.235 | 0.19501
-20.25 | -46.75 | p_solar_Brazil_BR2136 | Brazil | 0.23604 | 0.19539
-20.75 | -46.75 | p_solar_Brazil_BR2137 | Brazil | 0.23556 | 0.19474
-10.25 | -46.25 | p_solar_Brazil_BR2162 | Brazil | 0.24088 | 0.19687
-10.75 | -46.25 | p_solar_Brazil_BR2163 | Brazil | 0.24306 | 0.19812
-11.25 | -46.25 | p_solar_Brazil_BR2164 | Brazil | 0.24608 | 0.19979
-11.75 | -46.25 | p_solar_Brazil_BR2165 | Brazil | 0.24765 | 0.20038
-12.25 | -46.25 | p_solar_Brazil_BR2166 | Brazil | 0.24638 | 0.19945
-12.75 | -46.25 | p_solar_Brazil_BR2167 | Brazil | 0.24575 | 0.19915
-13.25 | -46.25 | p_solar_Brazil_BR2168 | Brazil | 0.24642 | 0.19975
-13.75 | -46.25 | p_solar_Brazil_BR2169 | Brazil | 0.24639 | 0.19971
-14.25 | -46.25 | p_solar_Brazil_BR2170 | Brazil | 0.24706 | 0.19996
-14.75 | -46.25 | p_solar_Brazil_BR2171 | Brazil | 0.24777 | 0.20054
-15.25 | -46.25 | p_solar_Brazil_BR2172 | Brazil | 0.2461 | 0.19957
-15.75 | -46.25 | p_solar_Brazil_BR2173 | Brazil | 0.24379 | 0.19826
-16.25 | -46.25 | p_solar_Brazil_BR2174 | Brazil | 0.24317 | 0.19817
-16.75 | -46.25 | p_solar_Brazil_BR2175 | Brazil | 0.24177 | 0.19768
-17.25 | -46.25 | p_solar_Brazil_BR2176 | Brazil | 0.23954 | 0.19639
-17.75 | -46.25 | p_solar_Brazil_BR2177 | Brazil | 0.23915 | 0.19618
-18.25 | -46.25 | p_solar_Brazil_BR2178 | Brazil | 0.2389 | 0.19656
-18.75 | -46.25 | p_solar_Brazil_BR2179 | Brazil | 0.23758 | 0.1963
-19.25 | -46.25 | p_solar_Brazil_BR2180 | Brazil | 0.23489 | 0.19499
-19.75 | -46.25 | p_solar_Brazil_BR2181 | Brazil | 0.23176 | 0.19314
-20.25 | -46.25 | p_solar_Brazil_BR2182 | Brazil | 0.23139 | 0.19264
-10.25 | -45.75 | p_solar_Brazil_BR2207 | Brazil | 0.24461 | 0.19885
-10.75 | -45.75 | p_solar_Brazil_BR2208 | Brazil | 0.2453 | 0.19909
-11.25 | -45.75 | p_solar_Brazil_BR2209 | Brazil | 0.24727 | 0.19995
-11.75 | -45.75 | p_solar_Brazil_BR2210 | Brazil | 0.24866 | 0.20072
-12.25 | -45.75 | p_solar_Brazil_BR2211 | Brazil | 0.2474 | 0.19984
-12.75 | -45.75 | p_solar_Brazil_BR2212 | Brazil | 0.24654 | 0.19934
-13.25 | -45.75 | p_solar_Brazil_BR2213 | Brazil | 0.24693 | 0.19972
-13.75 | -45.75 | p_solar_Brazil_BR2214 | Brazil | 0.24694 | 0.19985
-14.25 | -45.75 | p_solar_Brazil_BR2215 | Brazil | 0.24655 | 0.19975
-14.75 | -45.75 | p_solar_Brazil_BR2216 | Brazil | 0.24633 | 0.19959
-15.25 | -45.75 | p_solar_Brazil_BR2217 | Brazil | 0.24556 | 0.19886
-15.75 | -45.75 | p_solar_Brazil_BR2218 | Brazil | 0.24391 | 0.19771
-16.25 | -45.75 | p_solar_Brazil_BR2219 | Brazil | 0.24237 | 0.19697
-16.75 | -45.75 | p_solar_Brazil_BR2220 | Brazil | 0.24171 | 0.1971
-17.25 | -45.75 | p_solar_Brazil_BR2221 | Brazil | 0.24088 | 0.19699
-17.75 | -45.75 | p_solar_Brazil_BR2222 | Brazil | 0.23942 | 0.1963
-18.25 | -45.75 | p_solar_Brazil_BR2223 | Brazil | 0.23782 | 0.19571
-18.75 | -45.75 | p_solar_Brazil_BR2224 | Brazil | 0.2357 | 0.19497
-19.25 | -45.75 | p_solar_Brazil_BR2225 | Brazil | 0.23347 | 0.19404
-19.75 | -45.75 | p_solar_Brazil_BR2226 | Brazil | 0.2313 | 0.19273
-9.75 | -45.25 | p_solar_Brazil_BR2250 | Brazil | 0.24336 | 0.19756
-10.25 | -45.25 | p_solar_Brazil_BR2251 | Brazil | 0.2453 | 0.19889
-10.75 | -45.25 | p_solar_Brazil_BR2252 | Brazil | 0.24565 | 0.19899
-11.25 | -45.25 | p_solar_Brazil_BR2253 | Brazil | 0.24655 | 0.19927
-11.75 | -45.25 | p_solar_Brazil_BR2254 | Brazil | 0.24719 | 0.19958
-12.25 | -45.25 | p_solar_Brazil_BR2255 | Brazil | 0.2467 | 0.19921
-12.75 | -45.25 | p_solar_Brazil_BR2256 | Brazil | 0.24661 | 0.19921
-13.25 | -45.25 | p_solar_Brazil_BR2257 | Brazil | 0.24685 | 0.1994
-13.75 | -45.25 | p_solar_Brazil_BR2258 | Brazil | 0.24702 | 0.19953
-14.25 | -45.25 | p_solar_Brazil_BR2259 | Brazil | 0.2469 | 0.19968
-14.75 | -45.25 | p_solar_Brazil_BR2260 | Brazil | 0.24674 | 0.19972
-15.25 | -45.25 | p_solar_Brazil_BR2261 | Brazil | 0.2457 | 0.19886
-15.75 | -45.25 | p_solar_Brazil_BR2262 | Brazil | 0.24365 | 0.19738
-16.25 | -45.25 | p_solar_Brazil_BR2263 | Brazil | 0.24194 | 0.19648
-16.75 | -45.25 | p_solar_Brazil_BR2264 | Brazil | 0.24121 | 0.19649
-17.25 | -45.25 | p_solar_Brazil_BR2265 | Brazil | 0.2409 | 0.19678
-17.75 | -45.25 | p_solar_Brazil_BR2266 | Brazil | 0.24003 | 0.19651
-18.25 | -45.25 | p_solar_Brazil_BR2267 | Brazil | 0.23897 | 0.19616
-18.75 | -45.25 | p_solar_Brazil_BR2268 | Brazil | 0.23755 | 0.19578
-19.25 | -45.25 | p_solar_Brazil_BR2269 | Brazil | 0.23474 | 0.19461
-9.25 | -44.75 | p_solar_Brazil_BR2293 | Brazil | 0.24209 | 0.19628
-9.75 | -44.75 | p_solar_Brazil_BR2294 | Brazil | 0.24438 | 0.1977
-10.25 | -44.75 | p_solar_Brazil_BR2295 | Brazil | 0.24579 | 0.19856
-10.75 | -44.75 | p_solar_Brazil_BR2296 | Brazil | 0.24624 | 0.19879
-11.25 | -44.75 | p_solar_Brazil_BR2297 | Brazil | 0.24604 | 0.19866
-11.75 | -44.75 | p_solar_Brazil_BR2298 | Brazil | 0.24617 | 0.19879
-12.25 | -44.75 | p_solar_Brazil_BR2299 | Brazil | 0.24702 | 0.19926
-12.75 | -44.75 | p_solar_Brazil_BR2300 | Brazil | 0.24718 | 0.19935
-13.25 | -44.75 | p_solar_Brazil_BR2301 | Brazil | 0.24687 | 0.19906
-13.75 | -44.75 | p_solar_Brazil_BR2302 | Brazil | 0.24735 | 0.19922
-14.25 | -44.75 | p_solar_Brazil_BR2303 | Brazil | 0.24756 | 0.19954
-14.75 | -44.75 | p_solar_Brazil_BR2304 | Brazil | 0.24731 | 0.19974
-15.25 | -44.75 | p_solar_Brazil_BR2305 | Brazil | 0.24635 | 0.19922
-15.75 | -44.75 | p_solar_Brazil_BR2306 | Brazil | 0.24472 | 0.19824
-16.25 | -44.75 | p_solar_Brazil_BR2307 | Brazil | 0.24343 | 0.19763
-16.75 | -44.75 | p_solar_Brazil_BR2308 | Brazil | 0.24268 | 0.19742
-17.75 | -44.75 | p_solar_Brazil_BR2310 | Brazil | 0.24121 | 0.19712
-18.25 | -44.75 | p_solar_Brazil_BR2311 | Brazil | 0.23999 | 0.1965
-18.75 | -44.75 | p_solar_Brazil_BR2312 | Brazil | 0.23866 | 0.19606
-8.75 | -44.25 | p_solar_Brazil_BR2333 | Brazil | 0.24057 | 0.19489
-9.25 | -44.25 | p_solar_Brazil_BR2334 | Brazil | 0.24381 | 0.19678
-9.75 | -44.25 | p_solar_Brazil_BR2335 | Brazil | 0.24623 | 0.19824
-10.25 | -44.25 | p_solar_Brazil_BR2336 | Brazil | 0.24781 | 0.19906
-10.75 | -44.25 | p_solar_Brazil_BR2337 | Brazil | 0.24821 | 0.19938
-11.25 | -44.25 | p_solar_Brazil_BR2338 | Brazil | 0.24708 | 0.19897
-11.75 | -44.25 | p_solar_Brazil_BR2339 | Brazil | 0.24707 | 0.19926
-12.25 | -44.25 | p_solar_Brazil_BR2340 | Brazil | 0.2485 | 0.20017
-13.25 | -44.25 | p_solar_Brazil_BR2342 | Brazil | 0.24689 | 0.19872
-13.75 | -44.25 | p_solar_Brazil_BR2343 | Brazil | 0.2478 | 0.19903
-14.25 | -44.25 | p_solar_Brazil_BR2344 | Brazil | 0.24801 | 0.19922
-14.75 | -44.25 | p_solar_Brazil_BR2345 | Brazil | 0.24707 | 0.1991
-15.25 | -44.25 | p_solar_Brazil_BR2346 | Brazil | 0.24659 | 0.19919
-15.75 | -44.25 | p_solar_Brazil_BR2347 | Brazil | 0.24652 | 0.19955
-16.25 | -44.25 | p_solar_Brazil_BR2348 | Brazil | 0.24637 | 0.19973
-16.75 | -44.25 | p_solar_Brazil_BR2349 | Brazil | 0.24601 | 0.19958
-17.25 | -44.25 | p_solar_Brazil_BR2350 | Brazil | 0.24439 | 0.19897
-17.75 | -44.25 | p_solar_Brazil_BR2351 | Brazil | 0.24199 | 0.19796
-18.25 | -44.25 | p_solar_Brazil_BR2352 | Brazil | 0.2394 | 0.19648
-18.75 | -44.25 | p_solar_Brazil_BR2353 | Brazil | 0.23711 | 0.19537
-8.25 | -43.75 | p_solar_Brazil_BR2373 | Brazil | 0.23909 | 0.19349
-8.75 | -43.75 | p_solar_Brazil_BR2374 | Brazil | 0.24371 | 0.19606
-9.25 | -43.75 | p_solar_Brazil_BR2375 | Brazil | 0.24772 | 0.19859
-9.75 | -43.75 | p_solar_Brazil_BR2376 | Brazil | 0.25046 | 0.20019
-10.25 | -43.75 | p_solar_Brazil_BR2377 | Brazil | 0.25298 | 0.20126
-10.75 | -43.75 | p_solar_Brazil_BR2378 | Brazil | 0.25315 | 0.20154
-11.25 | -43.75 | p_solar_Brazil_BR2379 | Brazil | 0.25128 | 0.20099
-11.75 | -43.75 | p_solar_Brazil_BR2380 | Brazil | 0.25055 | 0.20103
-12.25 | -43.75 | p_solar_Brazil_BR2381 | Brazil | 0.25 | 0.20068
-12.75 | -43.75 | p_solar_Brazil_BR2382 | Brazil | 0.24755 | 0.19887
-13.25 | -43.75 | p_solar_Brazil_BR2383 | Brazil | 0.24653 | 0.19808
-13.75 | -43.75 | p_solar_Brazil_BR2384 | Brazil | 0.24799 | 0.1987
-14.25 | -43.75 | p_solar_Brazil_BR2385 | Brazil | 0.24808 | 0.1987
-14.75 | -43.75 | p_solar_Brazil_BR2386 | Brazil | 0.24586 | 0.19772
-15.25 | -43.75 | p_solar_Brazil_BR2387 | Brazil | 0.2447 | 0.19743
-15.75 | -43.75 | p_solar_Brazil_BR2388 | Brazil | 0.24641 | 0.19892
-16.25 | -43.75 | p_solar_Brazil_BR2389 | Brazil | 0.24857 | 0.20053
-16.75 | -43.75 | p_solar_Brazil_BR2390 | Brazil | 0.24863 | 0.20111
-17.25 | -43.75 | p_solar_Brazil_BR2391 | Brazil | 0.24532 | 0.20012
-17.75 | -43.75 | p_solar_Brazil_BR2392 | Brazil | 0.24048 | 0.19845
-18.25 | -43.75 | p_solar_Brazil_BR2393 | Brazil | 0.23717 | 0.19695
-7.75 | -43.25 | p_solar_Brazil_BR2413 | Brazil | 0.23436 | 0.19144
-8.25 | -43.25 | p_solar_Brazil_BR2414 | Brazil | 0.24037 | 0.19487
-8.75 | -43.25 | p_solar_Brazil_BR2415 | Brazil | 0.24564 | 0.19784
-9.25 | -43.25 | p_solar_Brazil_BR2416 | Brazil | 0.24972 | 0.20003
-9.75 | -43.25 | p_solar_Brazil_BR2417 | Brazil | 0.25288 | 0.20145
-10.25 | -43.25 | p_solar_Brazil_BR2418 | Brazil | 0.25567 | 0.20283
-10.75 | -43.25 | p_solar_Brazil_BR2419 | Brazil | 0.25639 | 0.20367
-11.25 | -43.25 | p_solar_Brazil_BR2420 | Brazil | 0.25361 | 0.20266
-11.75 | -43.25 | p_solar_Brazil_BR2421 | Brazil | 0.25093 | 0.20137
-12.25 | -43.25 | p_solar_Brazil_BR2422 | Brazil | 0.25061 | 0.20105
-14.25 | -43.25 | p_solar_Brazil_BR2426 | Brazil | 0.25032 | 0.20066
-14.75 | -43.25 | p_solar_Brazil_BR2427 | Brazil | 0.24911 | 0.20016
-15.25 | -43.25 | p_solar_Brazil_BR2428 | Brazil | 0.24688 | 0.19908
-15.75 | -43.25 | p_solar_Brazil_BR2429 | Brazil | 0.24653 | 0.19948
-16.25 | -43.25 | p_solar_Brazil_BR2430 | Brazil | 0.24661 | 0.20066
-16.75 | -43.25 | p_solar_Brazil_BR2431 | Brazil | 0.24447 | 0.20058
-17.25 | -43.25 | p_solar_Brazil_BR2432 | Brazil | 0.24153 | 0.19926
-2.75 | -42.75 | p_solar_Brazil_BR2444 | Brazil | 0.2107 | 0.18101
-3.25 | -42.75 | p_solar_Brazil_BR2445 | Brazil | 0.21128 | 0.1819
-7.25 | -42.75 | p_solar_Brazil_BR2453 | Brazil | 0.22916 | 0.18895
-7.75 | -42.75 | p_solar_Brazil_BR2454 | Brazil | 0.23518 | 0.19227
-8.25 | -42.75 | p_solar_Brazil_BR2455 | Brazil | 0.24116 | 0.19578
-8.75 | -42.75 | p_solar_Brazil_BR2456 | Brazil | 0.24661 | 0.19875
-9.25 | -42.75 | p_solar_Brazil_BR2457 | Brazil | 0.2517 | 0.20128
-9.75 | -42.75 | p_solar_Brazil_BR2458 | Brazil | 0.25559 | 0.20337
-10.25 | -42.75 | p_solar_Brazil_BR2459 | Brazil | 0.25647 | 0.20413
-10.75 | -42.75 | p_solar_Brazil_BR2460 | Brazil | 0.25732 | 0.20495
-11.25 | -42.75 | p_solar_Brazil_BR2461 | Brazil | 0.25797 | 0.20578
-11.75 | -42.75 | p_solar_Brazil_BR2462 | Brazil | 0.25692 | 0.20571
-3.25 | -42.25 | p_solar_Brazil_BR2485 | Brazil | 0.21437 | 0.18358
-3.75 | -42.25 | p_solar_Brazil_BR2486 | Brazil | 0.21839 | 0.18546
-6.75 | -42.25 | p_solar_Brazil_BR2492 | Brazil | 0.22672 | 0.18843
-7.25 | -42.25 | p_solar_Brazil_BR2493 | Brazil | 0.23142 | 0.19075
-7.75 | -42.25 | p_solar_Brazil_BR2494 | Brazil | 0.23727 | 0.19382
-8.25 | -42.25 | p_solar_Brazil_BR2495 | Brazil | 0.24328 | 0.19712
-8.75 | -42.25 | p_solar_Brazil_BR2496 | Brazil | 0.24868 | 0.20004
-9.25 | -42.25 | p_solar_Brazil_BR2497 | Brazil | 0.25448 | 0.20305
-9.75 | -42.25 | p_solar_Brazil_BR2498 | Brazil | 0.25829 | 0.20528
-10.25 | -42.25 | p_solar_Brazil_BR2499 | Brazil | 0.25814 | 0.20544
-10.75 | -42.25 | p_solar_Brazil_BR2500 | Brazil | 0.25929 | 0.2063
-11.25 | -42.25 | p_solar_Brazil_BR2501 | Brazil | 0.26285 | 0.2088
-3.25 | -41.75 | p_solar_Brazil_BR2525 | Brazil | 0.21942 | 0.186
-3.75 | -41.75 | p_solar_Brazil_BR2526 | Brazil | 0.22222 | 0.18757
-4.25 | -41.75 | p_solar_Brazil_BR2527 | Brazil | 0.22509 | 0.18887
-4.75 | -41.75 | p_solar_Brazil_BR2528 | Brazil | 0.22636 | 0.18928
-5.25 | -41.75 | p_solar_Brazil_BR2529 | Brazil | 0.22637 | 0.18901
-5.75 | -41.75 | p_solar_Brazil_BR2530 | Brazil | 0.227 | 0.18923
-6.25 | -41.75 | p_solar_Brazil_BR2531 | Brazil | 0.22773 | 0.18932
-6.75 | -41.75 | p_solar_Brazil_BR2532 | Brazil | 0.23047 | 0.19067
-7.25 | -41.75 | p_solar_Brazil_BR2533 | Brazil | 0.23487 | 0.19295
-7.75 | -41.75 | p_solar_Brazil_BR2534 | Brazil | 0.24043 | 0.19581
-8.25 | -41.75 | p_solar_Brazil_BR2535 | Brazil | 0.2463 | 0.19896
-8.75 | -41.75 | p_solar_Brazil_BR2536 | Brazil | 0.25161 | 0.20187
-9.25 | -41.75 | p_solar_Brazil_BR2537 | Brazil | 0.25717 | 0.20508
-9.75 | -41.75 | p_solar_Brazil_BR2538 | Brazil | 0.26019 | 0.20692
-10.25 | -41.75 | p_solar_Brazil_BR2539 | Brazil | 0.26051 | 0.20708
-10.75 | -41.75 | p_solar_Brazil_BR2540 | Brazil | 0.26215 | 0.20821
-11.25 | -41.75 | p_solar_Brazil_BR2541 | Brazil | 0.26583 | 0.21083
-21.25 | -41.75 | p_solar_Brazil_BR2561 | Brazil | 0.2205 | 0.18543
-21.75 | -41.75 | p_solar_Brazil_BR2562 | Brazil | 0.21919 | 0.18417
-3.25 | -41.25 | p_solar_Brazil_BR2564 | Brazil | 0.22349 | 0.18879
-3.75 | -41.25 | p_solar_Brazil_BR2565 | Brazil | 0.23121 | 0.19348
-4.25 | -41.25 | p_solar_Brazil_BR2566 | Brazil | 0.23639 | 0.19589
-4.75 | -41.25 | p_solar_Brazil_BR2567 | Brazil | 0.23617 | 0.19513
-5.25 | -41.25 | p_solar_Brazil_BR2568 | Brazil | 0.23692 | 0.19508
-5.75 | -41.25 | p_solar_Brazil_BR2569 | Brazil | 0.23788 | 0.19535
-6.25 | -41.25 | p_solar_Brazil_BR2570 | Brazil | 0.23711 | 0.19445
-6.75 | -41.25 | p_solar_Brazil_BR2571 | Brazil | 0.23582 | 0.19348
-7.25 | -41.25 | p_solar_Brazil_BR2572 | Brazil | 0.23748 | 0.1943
-7.75 | -41.25 | p_solar_Brazil_BR2573 | Brazil | 0.24264 | 0.19706
-8.25 | -41.25 | p_solar_Brazil_BR2574 | Brazil | 0.24832 | 0.20043
-8.75 | -41.25 | p_solar_Brazil_BR2575 | Brazil | 0.25311 | 0.20339
-9.25 | -41.25 | p_solar_Brazil_BR2576 | Brazil | 0.2583 | 0.2064
-9.75 | -41.25 | p_solar_Brazil_BR2577 | Brazil | 0.26114 | 0.20856
-10.25 | -41.25 | p_solar_Brazil_BR2578 | Brazil | 0.26115 | 0.20963
-10.75 | -41.25 | p_solar_Brazil_BR2579 | Brazil | 0.26284 | 0.21089
-11.25 | -41.25 | p_solar_Brazil_BR2580 | Brazil | 0.26412 | 0.212
-21.25 | -41.25 | p_solar_Brazil_BR2600 | Brazil | 0.22246 | 0.1861
-21.75 | -41.25 | p_solar_Brazil_BR2601 | Brazil | 0.22348 | 0.18632
-3.25 | -40.75 | p_solar_Brazil_BR2602 | Brazil | 0.22529 | 0.18927
-3.75 | -40.75 | p_solar_Brazil_BR2603 | Brazil | 0.23141 | 0.19351
-4.25 | -40.75 | p_solar_Brazil_BR2604 | Brazil | 0.23625 | 0.19638
-4.75 | -40.75 | p_solar_Brazil_BR2605 | Brazil | 0.23833 | 0.19693
-5.25 | -40.75 | p_solar_Brazil_BR2606 | Brazil | 0.23958 | 0.19709
-5.75 | -40.75 | p_solar_Brazil_BR2607 | Brazil | 0.2402 | 0.19716
-6.25 | -40.75 | p_solar_Brazil_BR2608 | Brazil | 0.23971 | 0.19669
-6.75 | -40.75 | p_solar_Brazil_BR2609 | Brazil | 0.23976 | 0.19657
-7.25 | -40.75 | p_solar_Brazil_BR2610 | Brazil | 0.242 | 0.19781
-7.75 | -40.75 | p_solar_Brazil_BR2611 | Brazil | 0.24555 | 0.19966
-8.25 | -40.75 | p_solar_Brazil_BR2612 | Brazil | 0.2482 | 0.2012
-8.75 | -40.75 | p_solar_Brazil_BR2613 | Brazil | 0.25118 | 0.20304
-9.25 | -40.75 | p_solar_Brazil_BR2614 | Brazil | 0.25614 | 0.2058
-9.75 | -40.75 | p_solar_Brazil_BR2615 | Brazil | 0.25997 | 0.20839
-10.25 | -40.75 | p_solar_Brazil_BR2616 | Brazil | 0.26033 | 0.20969
-10.75 | -40.75 | p_solar_Brazil_BR2617 | Brazil | 0.25947 | 0.20999
-20.75 | -40.75 | p_solar_Brazil_BR2637 | Brazil | 0.2271 | 0.19013
-3.25 | -40.25 | p_solar_Brazil_BR2638 | Brazil | 0.22682 | 0.18955
-3.75 | -40.25 | p_solar_Brazil_BR2639 | Brazil | 0.23233 | 0.1933
-4.25 | -40.25 | p_solar_Brazil_BR2640 | Brazil | 0.23817 | 0.19718
-4.75 | -40.25 | p_solar_Brazil_BR2641 | Brazil | 0.24173 | 0.19912
-5.25 | -40.25 | p_solar_Brazil_BR2642 | Brazil | 0.24176 | 0.19876
-5.75 | -40.25 | p_solar_Brazil_BR2643 | Brazil | 0.24193 | 0.19844
-6.25 | -40.25 | p_solar_Brazil_BR2644 | Brazil | 0.24198 | 0.1981
-6.75 | -40.25 | p_solar_Brazil_BR2645 | Brazil | 0.24312 | 0.1988
-7.25 | -40.25 | p_solar_Brazil_BR2646 | Brazil | 0.24578 | 0.20085
-7.75 | -40.25 | p_solar_Brazil_BR2647 | Brazil | 0.24709 | 0.20136
-8.25 | -40.25 | p_solar_Brazil_BR2648 | Brazil | 0.24847 | 0.20146
-8.75 | -40.25 | p_solar_Brazil_BR2649 | Brazil | 0.25168 | 0.20324
-9.25 | -40.25 | p_solar_Brazil_BR2650 | Brazil | 0.2559 | 0.20589
-9.75 | -40.25 | p_solar_Brazil_BR2651 | Brazil | 0.25854 | 0.20809
-10.25 | -40.25 | p_solar_Brazil_BR2652 | Brazil | 0.25862 | 0.20902
-10.75 | -40.25 | p_solar_Brazil_BR2653 | Brazil | 0.25707 | 0.20859
-11.25 | -40.25 | p_solar_Brazil_BR2654 | Brazil | 0.25455 | 0.20734
-3.25 | -39.75 | p_solar_Brazil_BR2673 | Brazil | 0.22796 | 0.18974
-3.75 | -39.75 | p_solar_Brazil_BR2674 | Brazil | 0.23391 | 0.19344
-4.25 | -39.75 | p_solar_Brazil_BR2675 | Brazil | 0.24038 | 0.19788
-4.75 | -39.75 | p_solar_Brazil_BR2676 | Brazil | 0.24407 | 0.20038
-5.25 | -39.75 | p_solar_Brazil_BR2677 | Brazil | 0.24382 | 0.19988
-5.75 | -39.75 | p_solar_Brazil_BR2678 | Brazil | 0.24374 | 0.19941
-6.25 | -39.75 | p_solar_Brazil_BR2679 | Brazil | 0.24393 | 0.19907
-6.75 | -39.75 | p_solar_Brazil_BR2680 | Brazil | 0.24574 | 0.20025
-7.25 | -39.75 | p_solar_Brazil_BR2681 | Brazil | 0.24766 | 0.20254
-7.75 | -39.75 | p_solar_Brazil_BR2682 | Brazil | 0.24794 | 0.20248
-8.25 | -39.75 | p_solar_Brazil_BR2683 | Brazil | 0.25027 | 0.20248
-8.75 | -39.75 | p_solar_Brazil_BR2684 | Brazil | 0.25421 | 0.20453
-9.25 | -39.75 | p_solar_Brazil_BR2685 | Brazil | 0.25769 | 0.20698
-9.75 | -39.75 | p_solar_Brazil_BR2686 | Brazil | 0.25853 | 0.20829
-10.25 | -39.75 | p_solar_Brazil_BR2687 | Brazil | 0.25762 | 0.20841
-10.75 | -39.75 | p_solar_Brazil_BR2688 | Brazil | 0.25619 | 0.2076
-11.25 | -39.75 | p_solar_Brazil_BR2689 | Brazil | 0.25452 | 0.20642
-3.25 | -39.25 | p_solar_Brazil_BR2706 | Brazil | 0.22817 | 0.18954
-3.75 | -39.25 | p_solar_Brazil_BR2707 | Brazil | 0.23514 | 0.1937
-4.25 | -39.25 | p_solar_Brazil_BR2708 | Brazil | 0.24115 | 0.19791
-4.75 | -39.25 | p_solar_Brazil_BR2709 | Brazil | 0.24411 | 0.2001
-5.25 | -39.25 | p_solar_Brazil_BR2710 | Brazil | 0.24524 | 0.20027
-5.75 | -39.25 | p_solar_Brazil_BR2711 | Brazil | 0.24591 | 0.20036
-6.25 | -39.25 | p_solar_Brazil_BR2712 | Brazil | 0.24648 | 0.20037
-6.75 | -39.25 | p_solar_Brazil_BR2713 | Brazil | 0.24833 | 0.20153
-7.25 | -39.25 | p_solar_Brazil_BR2714 | Brazil | 0.24861 | 0.20324
-7.75 | -39.25 | p_solar_Brazil_BR2715 | Brazil | 0.24897 | 0.2035
-8.25 | -39.25 | p_solar_Brazil_BR2716 | Brazil | 0.25309 | 0.20431
-8.75 | -39.25 | p_solar_Brazil_BR2717 | Brazil | 0.25767 | 0.20657
-9.25 | -39.25 | p_solar_Brazil_BR2718 | Brazil | 0.26053 | 0.20874
-9.75 | -39.25 | p_solar_Brazil_BR2719 | Brazil | 0.25966 | 0.20907
-10.25 | -39.25 | p_solar_Brazil_BR2720 | Brazil | 0.25761 | 0.20824
-10.75 | -39.25 | p_solar_Brazil_BR2721 | Brazil | 0.25673 | 0.20735
-11.25 | -39.25 | p_solar_Brazil_BR2722 | Brazil | 0.25647 | 0.2067
-11.75 | -39.25 | p_solar_Brazil_BR2723 | Brazil | 0.25515 | 0.20577
-3.75 | -38.75 | p_solar_Brazil_BR2736 | Brazil | 0.23389 | 0.19304
-4.25 | -38.75 | p_solar_Brazil_BR2737 | Brazil | 0.2388 | 0.19654
-4.75 | -38.75 | p_solar_Brazil_BR2738 | Brazil | 0.24182 | 0.19849
-5.25 | -38.75 | p_solar_Brazil_BR2739 | Brazil | 0.24432 | 0.19974
-5.75 | -38.75 | p_solar_Brazil_BR2740 | Brazil | 0.24779 | 0.20161
-6.25 | -38.75 | p_solar_Brazil_BR2741 | Brazil | 0.25075 | 0.20312
-6.75 | -38.75 | p_solar_Brazil_BR2742 | Brazil | 0.25206 | 0.2038
-7.25 | -38.75 | p_solar_Brazil_BR2743 | Brazil | 0.252 | 0.20455
-7.75 | -38.75 | p_solar_Brazil_BR2744 | Brazil | 0.25203 | 0.20507
-8.25 | -38.75 | p_solar_Brazil_BR2745 | Brazil | 0.25445 | 0.20588
-8.75 | -38.75 | p_solar_Brazil_BR2746 | Brazil | 0.25943 | 0.20814
-9.25 | -38.75 | p_solar_Brazil_BR2747 | Brazil | 0.26218 | 0.21009
-9.75 | -38.75 | p_solar_Brazil_BR2748 | Brazil | 0.26075 | 0.20996
-10.25 | -38.75 | p_solar_Brazil_BR2749 | Brazil | 0.25818 | 0.20869
-10.75 | -38.75 | p_solar_Brazil_BR2750 | Brazil | 0.25744 | 0.20774
-11.25 | -38.75 | p_solar_Brazil_BR2751 | Brazil | 0.25802 | 0.20749
-11.75 | -38.75 | p_solar_Brazil_BR2752 | Brazil | 0.25688 | 0.20683
-12.25 | -38.75 | p_solar_Brazil_BR2753 | Brazil | 0.25362 | 0.20489
-4.25 | -38.25 | p_solar_Brazil_BR2754 | Brazil | 0.23814 | 0.19587
-4.75 | -38.25 | p_solar_Brazil_BR2755 | Brazil | 0.24146 | 0.19801
-5.25 | -38.25 | p_solar_Brazil_BR2756 | Brazil | 0.24573 | 0.20052
-5.75 | -38.25 | p_solar_Brazil_BR2757 | Brazil | 0.25121 | 0.20375
-6.25 | -38.25 | p_solar_Brazil_BR2758 | Brazil | 0.25456 | 0.20565
-6.75 | -38.25 | p_solar_Brazil_BR2759 | Brazil | 0.25445 | 0.20545
-7.25 | -38.25 | p_solar_Brazil_BR2760 | Brazil | 0.25341 | 0.20571
-7.75 | -38.25 | p_solar_Brazil_BR2761 | Brazil | 0.25359 | 0.20663
-8.25 | -38.25 | p_solar_Brazil_BR2762 | Brazil | 0.25645 | 0.20794
-8.75 | -38.25 | p_solar_Brazil_BR2763 | Brazil | 0.26038 | 0.20966
-9.25 | -38.25 | p_solar_Brazil_BR2764 | Brazil | 0.26113 | 0.20997
-9.75 | -38.25 | p_solar_Brazil_BR2765 | Brazil | 0.25925 | 0.20913
-10.25 | -38.25 | p_solar_Brazil_BR2766 | Brazil | 0.2578 | 0.20814
-10.75 | -38.25 | p_solar_Brazil_BR2767 | Brazil | 0.25787 | 0.20762
-11.25 | -38.25 | p_solar_Brazil_BR2768 | Brazil | 0.25782 | 0.20737
-11.75 | -38.25 | p_solar_Brazil_BR2769 | Brazil | 0.25599 | 0.20656
-12.25 | -38.25 | p_solar_Brazil_BR2770 | Brazil | 0.25354 | 0.20513
-4.75 | -37.75 | p_solar_Brazil_BR2772 | Brazil | 0.2426 | 0.1984
-5.25 | -37.75 | p_solar_Brazil_BR2773 | Brazil | 0.24707 | 0.20114
-5.75 | -37.75 | p_solar_Brazil_BR2774 | Brazil | 0.25208 | 0.20409
-6.25 | -37.75 | p_solar_Brazil_BR2775 | Brazil | 0.25507 | 0.20573
-6.75 | -37.75 | p_solar_Brazil_BR2776 | Brazil | 0.25661 | 0.20651
-7.25 | -37.75 | p_solar_Brazil_BR2777 | Brazil | 0.25688 | 0.20785
-7.75 | -37.75 | p_solar_Brazil_BR2778 | Brazil | 0.25709 | 0.20917
-8.25 | -37.75 | p_solar_Brazil_BR2779 | Brazil | 0.25944 | 0.21053
-8.75 | -37.75 | p_solar_Brazil_BR2780 | Brazil | 0.26124 | 0.21114
-9.25 | -37.75 | p_solar_Brazil_BR2781 | Brazil | 0.2603 | 0.20981
-9.75 | -37.75 | p_solar_Brazil_BR2782 | Brazil | 0.25821 | 0.20816
-10.25 | -37.75 | p_solar_Brazil_BR2783 | Brazil | 0.25691 | 0.20724
-10.75 | -37.75 | p_solar_Brazil_BR2784 | Brazil | 0.25701 | 0.20709
-11.25 | -37.75 | p_solar_Brazil_BR2785 | Brazil | 0.25742 | 0.20733
-11.75 | -37.75 | p_solar_Brazil_BR2786 | Brazil | 0.25672 | 0.20709
-5.25 | -37.25 | p_solar_Brazil_BR2787 | Brazil | 0.24804 | 0.20151
-5.75 | -37.25 | p_solar_Brazil_BR2788 | Brazil | 0.25325 | 0.20453
-6.25 | -37.25 | p_solar_Brazil_BR2789 | Brazil | 0.2569 | 0.2066
-6.75 | -37.25 | p_solar_Brazil_BR2790 | Brazil | 0.25961 | 0.20845
-7.25 | -37.25 | p_solar_Brazil_BR2791 | Brazil | 0.26091 | 0.21057
-7.75 | -37.25 | p_solar_Brazil_BR2792 | Brazil | 0.26136 | 0.21207
-8.25 | -37.25 | p_solar_Brazil_BR2793 | Brazil | 0.26267 | 0.21312
-8.75 | -37.25 | p_solar_Brazil_BR2794 | Brazil | 0.26276 | 0.21266
-9.25 | -37.25 | p_solar_Brazil_BR2795 | Brazil | 0.26078 | 0.21021
-9.75 | -37.25 | p_solar_Brazil_BR2796 | Brazil | 0.2585 | 0.20787
-10.25 | -37.25 | p_solar_Brazil_BR2797 | Brazil | 0.25725 | 0.20701
-10.75 | -37.25 | p_solar_Brazil_BR2798 | Brazil | 0.25795 | 0.20756
-11.25 | -37.25 | p_solar_Brazil_BR2799 | Brazil | 0.25792 | 0.20748
-5.25 | -36.75 | p_solar_Brazil_BR2800 | Brazil | 0.24908 | 0.20188
-5.75 | -36.75 | p_solar_Brazil_BR2801 | Brazil | 0.25553 | 0.20573
-6.25 | -36.75 | p_solar_Brazil_BR2802 | Brazil | 0.2606 | 0.209
-6.75 | -36.75 | p_solar_Brazil_BR2803 | Brazil | 0.26296 | 0.21122
-7.25 | -36.75 | p_solar_Brazil_BR2804 | Brazil | 0.26404 | 0.21292
-7.75 | -36.75 | p_solar_Brazil_BR2805 | Brazil | 0.26486 | 0.21419
-8.25 | -36.75 | p_solar_Brazil_BR2806 | Brazil | 0.26509 | 0.21484
-8.75 | -36.75 | p_solar_Brazil_BR2807 | Brazil | 0.26412 | 0.2138
-9.25 | -36.75 | p_solar_Brazil_BR2808 | Brazil | 0.26179 | 0.21097
-9.75 | -36.75 | p_solar_Brazil_BR2809 | Brazil | 0.25978 | 0.2085
-10.25 | -36.75 | p_solar_Brazil_BR2810 | Brazil | 0.25923 | 0.20794
-5.25 | -36.25 | p_solar_Brazil_BR2811 | Brazil | 0.25093 | 0.20286
-5.75 | -36.25 | p_solar_Brazil_BR2812 | Brazil | 0.25737 | 0.20717
-6.25 | -36.25 | p_solar_Brazil_BR2813 | Brazil | 0.26255 | 0.2112
-6.75 | -36.25 | p_solar_Brazil_BR2814 | Brazil | 0.26447 | 0.21318
-7.25 | -36.25 | p_solar_Brazil_BR2815 | Brazil | 0.26467 | 0.2134
-7.75 | -36.25 | p_solar_Brazil_BR2816 | Brazil | 0.26515 | 0.21374
-9.75 | -36.25 | p_solar_Brazil_BR2820 | Brazil | 0.26046 | 0.20972
-10.25 | -36.25 | p_solar_Brazil_BR2821 | Brazil | 0.26199 | 0.20986
-5.25 | -35.75 | p_solar_Brazil_BR2822 | Brazil | 0.24864 | 0.20214
-5.75 | -35.75 | p_solar_Brazil_BR2823 | Brazil | 0.25444 | 0.20578
-6.25 | -35.75 | p_solar_Brazil_BR2824 | Brazil | 0.25919 | 0.20902
-6.75 | -35.75 | p_solar_Brazil_BR2825 | Brazil | 0.26131 | 0.21089
-7.25 | -35.75 | p_solar_Brazil_BR2826 | Brazil | 0.26247 | 0.21156
-7.75 | -35.75 | p_solar_Brazil_BR2827 | Brazil | 0.26338 | 0.21211
-9.25 | -35.75 | p_solar_Brazil_BR2830 | Brazil | 0.26131 | 0.21078
-5.75 | -35.25 | p_solar_Brazil_BR2831 | Brazil | 0.25158 | 0.20394
-6.25 | -35.25 | p_solar_Brazil_BR2832 | Brazil | 0.25609 | 0.20693
-6.75 | -35.25 | p_solar_Brazil_BR2833 | Brazil | 0.258 | 0.20852
-7.25 | -35.25 | p_solar_Brazil_BR2834 | Brazil | 0.25919 | 0.20932
-7.75 | -35.25 | p_solar_Brazil_BR2835 | Brazil | 0.26062 | 0.2103
-8.25 | -35.25 | p_solar_Brazil_BR2836 | Brazil | 0.26175 | 0.21117
-8.75 | -35.25 | p_solar_Brazil_BR2837 | Brazil | 0.26213 | 0.21112
-38.25 | -72.75 | p_solar_Chile_CL70 | Chile | 0.23266 | 0.18472
-38.75 | -72.75 | p_solar_Chile_CL71 | Chile | 0.2222 | 0.17738
-35.75 | -72.25 | p_solar_Chile_CL97 | Chile | 0.27017 | 0.20544
-36.25 | -72.25 | p_solar_Chile_CL98 | Chile | 0.26428 | 0.20149
-36.75 | -72.25 | p_solar_Chile_CL99 | Chile | 0.26076 | 0.19892
-37.25 | -72.25 | p_solar_Chile_CL100 | Chile | 0.25915 | 0.19784
-37.75 | -72.25 | p_solar_Chile_CL101 | Chile | 0.25098 | 0.1935
-38.25 | -72.25 | p_solar_Chile_CL102 | Chile | 0.2382 | 0.18607
-38.75 | -72.25 | p_solar_Chile_CL103 | Chile | 0.2276 | 0.17909
-39.25 | -72.25 | p_solar_Chile_CL104 | Chile | 0.21939 | 0.17292
-34.25 | -71.75 | p_solar_Chile_CL125 | Chile | 0.27596 | 0.21
-34.75 | -71.75 | p_solar_Chile_CL126 | Chile | 0.273 | 0.20718
-35.25 | -71.75 | p_solar_Chile_CL127 | Chile | 0.26976 | 0.20452
-35.75 | -71.75 | p_solar_Chile_CL128 | Chile | 0.26756 | 0.20268
-36.25 | -71.75 | p_solar_Chile_CL129 | Chile | 0.2685 | 0.20264
-36.75 | -71.75 | p_solar_Chile_CL130 | Chile | 0.27213 | 0.20437
-37.25 | -71.75 | p_solar_Chile_CL131 | Chile | 0.27104 | 0.20377
-38.25 | -71.75 | p_solar_Chile_CL133 | Chile | 0.25562 | 0.19471
-38.75 | -71.75 | p_solar_Chile_CL134 | Chile | 0.24635 | 0.18942
-28.75 | -71.25 | p_solar_Chile_CL145 | Chile | 0.31678 | 0.23759
-29.25 | -71.25 | p_solar_Chile_CL146 | Chile | 0.31755 | 0.23681
-29.75 | -71.25 | p_solar_Chile_CL147 | Chile | 0.31413 | 0.23444
-30.25 | -71.25 | p_solar_Chile_CL148 | Chile | 0.31219 | 0.23265
-31.75 | -71.25 | p_solar_Chile_CL151 | Chile | 0.30558 | 0.22726
-32.25 | -71.25 | p_solar_Chile_CL152 | Chile | 0.29936 | 0.2232
-32.75 | -71.25 | p_solar_Chile_CL153 | Chile | 0.29124 | 0.21809
-33.25 | -71.25 | p_solar_Chile_CL154 | Chile | 0.28408 | 0.21353
-33.75 | -71.25 | p_solar_Chile_CL155 | Chile | 0.27777 | 0.20944
-34.25 | -71.25 | p_solar_Chile_CL156 | Chile | 0.27284 | 0.20636
-34.75 | -71.25 | p_solar_Chile_CL157 | Chile | 0.27242 | 0.2053
-35.25 | -71.25 | p_solar_Chile_CL158 | Chile | 0.275 | 0.20602
-35.75 | -71.25 | p_solar_Chile_CL159 | Chile | 0.28117 | 0.20931
-36.25 | -71.25 | p_solar_Chile_CL160 | Chile | 0.28954 | 0.21463
-36.75 | -71.25 | p_solar_Chile_CL161 | Chile | 0.29613 | 0.21916
-37.25 | -71.25 | p_solar_Chile_CL162 | Chile | 0.29531 | 0.2193
-37.75 | -71.25 | p_solar_Chile_CL163 | Chile | 0.28904 | 0.21597
-38.25 | -71.25 | p_solar_Chile_CL164 | Chile | 0.28185 | 0.21214
-38.75 | -71.25 | p_solar_Chile_CL165 | Chile | 0.27371 | 0.20789
-27.25 | -70.75 | p_solar_Chile_CL171 | Chile | 0.30986 | 0.23683
-27.75 | -70.75 | p_solar_Chile_CL172 | Chile | 0.31131 | 0.23656
-28.25 | -70.75 | p_solar_Chile_CL173 | Chile | 0.3231 | 0.23985
-28.75 | -70.75 | p_solar_Chile_CL174 | Chile | 0.33493 | 0.24466
-29.25 | -70.75 | p_solar_Chile_CL175 | Chile | 0.34372 | 0.24906
-29.75 | -70.75 | p_solar_Chile_CL176 | Chile | 0.34452 | 0.24918
-30.25 | -70.75 | p_solar_Chile_CL177 | Chile | 0.34272 | 0.24779
-30.75 | -70.75 | p_solar_Chile_CL178 | Chile | 0.34476 | 0.24885
-31.25 | -70.75 | p_solar_Chile_CL179 | Chile | 0.34797 | 0.25081
-31.75 | -70.75 | p_solar_Chile_CL180 | Chile | 0.34503 | 0.24877
-32.25 | -70.75 | p_solar_Chile_CL181 | Chile | 0.33362 | 0.24159
-32.75 | -70.75 | p_solar_Chile_CL182 | Chile | 0.31952 | 0.2331
-33.75 | -70.75 | p_solar_Chile_CL184 | Chile | 0.29998 | 0.22094
-34.25 | -70.75 | p_solar_Chile_CL185 | Chile | 0.30291 | 0.22202
-34.75 | -70.75 | p_solar_Chile_CL186 | Chile | 0.3104 | 0.22653
-35.25 | -70.75 | p_solar_Chile_CL187 | Chile | 0.31737 | 0.23143
-35.75 | -70.75 | p_solar_Chile_CL188 | Chile | 0.32181 | 0.23503
-36.25 | -70.75 | p_solar_Chile_CL189 | Chile | 0.32298 | 0.2364
-18.75 | -70.25 | p_solar_Chile_CL192 | Chile | 0.30221 | 0.23376
-19.25 | -70.25 | p_solar_Chile_CL193 | Chile | 0.30494 | 0.23553
-22.75 | -70.25 | p_solar_Chile_CL194 | Chile | 0.31446 | 0.23968
-23.25 | -70.25 | p_solar_Chile_CL195 | Chile | 0.31849 | 0.24091
-23.75 | -70.25 | p_solar_Chile_CL196 | Chile | 0.32192 | 0.24219
-24.25 | -70.25 | p_solar_Chile_CL197 | Chile | 0.3325 | 0.24642
-24.75 | -70.25 | p_solar_Chile_CL198 | Chile | 0.34089 | 0.24965
-25.25 | -70.25 | p_solar_Chile_CL199 | Chile | 0.33703 | 0.2477
-25.75 | -70.25 | p_solar_Chile_CL200 | Chile | 0.3292 | 0.24415
-26.25 | -70.25 | p_solar_Chile_CL201 | Chile | 0.32873 | 0.2438
-26.75 | -70.25 | p_solar_Chile_CL202 | Chile | 0.3347 | 0.24625
-27.25 | -70.25 | p_solar_Chile_CL203 | Chile | 0.33481 | 0.24635
-27.75 | -70.25 | p_solar_Chile_CL204 | Chile | 0.33778 | 0.24755
-28.25 | -70.25 | p_solar_Chile_CL205 | Chile | 0.3515 | 0.25374
-28.75 | -70.25 | p_solar_Chile_CL206 | Chile | 0.36493 | 0.26111
-29.25 | -70.25 | p_solar_Chile_CL207 | Chile | 0.37305 | 0.26675
-29.75 | -70.25 | p_solar_Chile_CL208 | Chile | 0.37376 | 0.26746
-30.25 | -70.25 | p_solar_Chile_CL209 | Chile | 0.37209 | 0.26674
-32.75 | -70.25 | p_solar_Chile_CL210 | Chile | 0.35226 | 0.25411
-33.25 | -70.25 | p_solar_Chile_CL211 | Chile | 0.34524 | 0.2488
-33.75 | -70.25 | p_solar_Chile_CL212 | Chile | 0.33927 | 0.24475
-34.25 | -70.25 | p_solar_Chile_CL213 | Chile | 0.34192 | 0.24656
-17.75 | -69.75 | p_solar_Chile_CL219 | Chile | 0.32485 | 0.24651
-18.25 | -69.75 | p_solar_Chile_CL220 | Chile | 0.32339 | 0.2446
-18.75 | -69.75 | p_solar_Chile_CL221 | Chile | 0.32581 | 0.24511
-19.25 | -69.75 | p_solar_Chile_CL222 | Chile | 0.32688 | 0.24541
-19.75 | -69.75 | p_solar_Chile_CL223 | Chile | 0.32349 | 0.24397
-20.25 | -69.75 | p_solar_Chile_CL224 | Chile | 0.31826 | 0.24146
-20.75 | -69.75 | p_solar_Chile_CL225 | Chile | 0.31501 | 0.23974
-21.25 | -69.75 | p_solar_Chile_CL226 | Chile | 0.31692 | 0.2405
-21.75 | -69.75 | p_solar_Chile_CL227 | Chile | 0.32598 | 0.24406
-22.25 | -69.75 | p_solar_Chile_CL228 | Chile | 0.33392 | 0.24718
-22.75 | -69.75 | p_solar_Chile_CL229 | Chile | 0.3364 | 0.24787
-23.25 | -69.75 | p_solar_Chile_CL230 | Chile | 0.33694 | 0.24786
-23.75 | -69.75 | p_solar_Chile_CL231 | Chile | 0.33881 | 0.24865
-24.25 | -69.75 | p_solar_Chile_CL232 | Chile | 0.34748 | 0.25239
-24.75 | -69.75 | p_solar_Chile_CL233 | Chile | 0.35781 | 0.25719
-25.25 | -69.75 | p_solar_Chile_CL234 | Chile | 0.36039 | 0.25817
-25.75 | -69.75 | p_solar_Chile_CL235 | Chile | 0.35691 | 0.25618
-26.25 | -69.75 | p_solar_Chile_CL236 | Chile | 0.35662 | 0.25612
-26.75 | -69.75 | p_solar_Chile_CL237 | Chile | 0.3612 | 0.25874
-27.25 | -69.75 | p_solar_Chile_CL238 | Chile | 0.36423 | 0.26065
-27.75 | -69.75 | p_solar_Chile_CL239 | Chile | 0.36941 | 0.26381
-28.25 | -69.75 | p_solar_Chile_CL240 | Chile | 0.37905 | 0.27021
-28.75 | -69.75 | p_solar_Chile_CL241 | Chile | 0.38527 | 0.27511
-18.25 | -69.25 | p_solar_Chile_CL247 | Chile | 0.33436 | 0.25239
-18.75 | -69.25 | p_solar_Chile_CL248 | Chile | 0.34143 | 0.25456
-19.25 | -69.25 | p_solar_Chile_CL249 | Chile | 0.34466 | 0.25497
-19.75 | -69.25 | p_solar_Chile_CL250 | Chile | 0.3431 | 0.25316
-20.25 | -69.25 | p_solar_Chile_CL251 | Chile | 0.34037 | 0.25111
-20.75 | -69.25 | p_solar_Chile_CL252 | Chile | 0.33793 | 0.24965
-21.25 | -69.25 | p_solar_Chile_CL253 | Chile | 0.33763 | 0.24943
-21.75 | -69.25 | p_solar_Chile_CL254 | Chile | 0.34111 | 0.25068
-22.25 | -69.25 | p_solar_Chile_CL255 | Chile | 0.34392 | 0.25133
-22.75 | -69.25 | p_solar_Chile_CL256 | Chile | 0.34586 | 0.25183
-23.25 | -69.25 | p_solar_Chile_CL257 | Chile | 0.34778 | 0.25247
-23.75 | -69.25 | p_solar_Chile_CL258 | Chile | 0.35062 | 0.2538
-24.25 | -69.25 | p_solar_Chile_CL259 | Chile | 0.35939 | 0.25844
-24.75 | -69.25 | p_solar_Chile_CL260 | Chile | 0.37229 | 0.26565
-25.25 | -69.25 | p_solar_Chile_CL261 | Chile | 0.38021 | 0.2702
-25.75 | -69.25 | p_solar_Chile_CL262 | Chile | 0.38153 | 0.2708
-26.25 | -69.25 | p_solar_Chile_CL263 | Chile | 0.38357 | 0.27234
-26.75 | -69.25 | p_solar_Chile_CL264 | Chile | 0.38739 | 0.27553
-27.25 | -69.25 | p_solar_Chile_CL265 | Chile | 0.38993 | 0.27811
-27.75 | -69.25 | p_solar_Chile_CL266 | Chile | 0.39192 | 0.28015
-19.25 | -68.75 | p_solar_Chile_CL272 | Chile | 0.34816 | 0.25897
-19.75 | -68.75 | p_solar_Chile_CL273 | Chile | 0.3519 | 0.26028
-20.25 | -68.75 | p_solar_Chile_CL274 | Chile | 0.35581 | 0.26222
-20.75 | -68.75 | p_solar_Chile_CL275 | Chile | 0.36054 | 0.26396
-21.25 | -68.75 | p_solar_Chile_CL276 | Chile | 0.36349 | 0.26475
-21.75 | -68.75 | p_solar_Chile_CL277 | Chile | 0.36366 | 0.26346
-22.25 | -68.75 | p_solar_Chile_CL278 | Chile | 0.35958 | 0.26014
-22.75 | -68.75 | p_solar_Chile_CL279 | Chile | 0.35845 | 0.25917
-23.25 | -68.75 | p_solar_Chile_CL280 | Chile | 0.35868 | 0.25879
-23.75 | -68.75 | p_solar_Chile_CL281 | Chile | 0.36281 | 0.26072
-24.25 | -68.75 | p_solar_Chile_CL282 | Chile | 0.37682 | 0.26896
-24.75 | -68.75 | p_solar_Chile_CL283 | Chile | 0.38942 | 0.27736
-25.25 | -68.75 | p_solar_Chile_CL284 | Chile | 0.39453 | 0.28125
-25.75 | -68.75 | p_solar_Chile_CL285 | Chile | 0.3962 | 0.28244
-26.25 | -68.75 | p_solar_Chile_CL286 | Chile | 0.39814 | 0.28451
-26.75 | -68.75 | p_solar_Chile_CL287 | Chile | 0.39964 | 0.28707
-21.25 | -68.25 | p_solar_Chile_CL294 | Chile | 0.36557 | 0.26682
-21.75 | -68.25 | p_solar_Chile_CL295 | Chile | 0.37151 | 0.26935
-22.25 | -68.25 | p_solar_Chile_CL296 | Chile | 0.37386 | 0.26947
-22.75 | -68.25 | p_solar_Chile_CL297 | Chile | 0.36886 | 0.26512
-23.25 | -68.25 | p_solar_Chile_CL298 | Chile | 0.36337 | 0.26101
-23.75 | -68.25 | p_solar_Chile_CL299 | Chile | 0.36984 | 0.26478
-24.25 | -68.25 | p_solar_Chile_CL300 | Chile | 0.38376 | 0.2738
-23.25 | -67.75 | p_solar_Chile_CL301 | Chile | 0.38014 | 0.27306
-23.75 | -67.75 | p_solar_Chile_CL302 | Chile | 0.3841 | 0.27497
-23.25 | -67.25 | p_solar_Chile_CL304 | Chile | 0.38484 | 0.27844
-19.75 | -60.25 | p_solar_Paraguay_PY29 | Paraguay | 0.23148 | 0.18992
-20.25 | -60.25 | p_solar_Paraguay_PY30 | Paraguay | 0.23261 | 0.19044
-20.75 | -60.25 | p_solar_Paraguay_PY31 | Paraguay | 0.23353 | 0.19101
-19.75 | -59.75 | p_solar_Paraguay_PY38 | Paraguay | 0.22982 | 0.18895
-20.25 | -59.75 | p_solar_Paraguay_PY39 | Paraguay | 0.23029 | 0.18895
-20.75 | -59.75 | p_solar_Paraguay_PY40 | Paraguay | 0.23126 | 0.18945
-21.25 | -59.75 | p_solar_Paraguay_PY41 | Paraguay | 0.2324 | 0.19013
-21.75 | -59.75 | p_solar_Paraguay_PY42 | Paraguay | 0.23302 | 0.19048
-22.25 | -59.75 | p_solar_Paraguay_PY43 | Paraguay | 0.23269 | 0.19016
-19.75 | -59.25 | p_solar_Paraguay_PY47 | Paraguay | 0.22873 | 0.18825
-20.25 | -59.25 | p_solar_Paraguay_PY48 | Paraguay | 0.2284 | 0.18778
-20.75 | -59.25 | p_solar_Paraguay_PY49 | Paraguay | 0.2292 | 0.18803
-21.25 | -59.25 | p_solar_Paraguay_PY50 | Paraguay | 0.23062 | 0.18893
-21.75 | -59.25 | p_solar_Paraguay_PY51 | Paraguay | 0.23203 | 0.18974
-22.25 | -59.25 | p_solar_Paraguay_PY52 | Paraguay | 0.23215 | 0.18968
-22.75 | -59.25 | p_solar_Paraguay_PY53 | Paraguay | 0.23131 | 0.18903
-23.25 | -59.25 | p_solar_Paraguay_PY54 | Paraguay | 0.23102 | 0.1887
-19.75 | -58.75 | p_solar_Paraguay_PY57 | Paraguay | 0.22663 | 0.18698
-20.25 | -58.75 | p_solar_Paraguay_PY58 | Paraguay | 0.22661 | 0.18664
-20.75 | -58.75 | p_solar_Paraguay_PY59 | Paraguay | 0.22711 | 0.18663
-21.25 | -58.75 | p_solar_Paraguay_PY60 | Paraguay | 0.22894 | 0.18779
-21.75 | -58.75 | p_solar_Paraguay_PY61 | Paraguay | 0.23127 | 0.18925
-22.25 | -58.75 | p_solar_Paraguay_PY62 | Paraguay | 0.2322 | 0.1896
-22.75 | -58.75 | p_solar_Paraguay_PY63 | Paraguay | 0.23225 | 0.1893
-23.25 | -58.75 | p_solar_Paraguay_PY64 | Paraguay | 0.23216 | 0.18911
-23.75 | -58.75 | p_solar_Paraguay_PY65 | Paraguay | 0.23156 | 0.18873
-20.25 | -58.25 | p_solar_Paraguay_PY68 | Paraguay | 0.22598 | 0.18616
-20.75 | -58.25 | p_solar_Paraguay_PY69 | Paraguay | 0.22642 | 0.1863
-21.25 | -58.25 | p_solar_Paraguay_PY70 | Paraguay | 0.22824 | 0.18743
-21.75 | -58.25 | p_solar_Paraguay_PY71 | Paraguay | 0.23093 | 0.18898
-22.25 | -58.25 | p_solar_Paraguay_PY72 | Paraguay | 0.23233 | 0.18953
-22.75 | -58.25 | p_solar_Paraguay_PY73 | Paraguay | 0.2321 | 0.18903
-23.25 | -58.25 | p_solar_Paraguay_PY74 | Paraguay | 0.23133 | 0.18843
-23.75 | -58.25 | p_solar_Paraguay_PY75 | Paraguay | 0.23044 | 0.18789
-24.25 | -58.25 | p_solar_Paraguay_PY76 | Paraguay | 0.2299 | 0.18736
-24.75 | -58.25 | p_solar_Paraguay_PY77 | Paraguay | 0.22988 | 0.18696
-22.25 | -57.75 | p_solar_Paraguay_PY79 | Paraguay | 0.23324 | 0.18982
-22.75 | -57.75 | p_solar_Paraguay_PY80 | Paraguay | 0.23286 | 0.18927
-23.25 | -57.75 | p_solar_Paraguay_PY81 | Paraguay | 0.23181 | 0.18856
-23.75 | -57.75 | p_solar_Paraguay_PY82 | Paraguay | 0.23119 | 0.1881
-24.25 | -57.75 | p_solar_Paraguay_PY83 | Paraguay | 0.23086 | 0.18771
-24.75 | -57.75 | p_solar_Paraguay_PY84 | Paraguay | 0.23084 | 0.18725
-25.75 | -57.75 | p_solar_Paraguay_PY85 | Paraguay | 0.23305 | 0.18775
-22.25 | -57.25 | p_solar_Paraguay_PY89 | Paraguay | 0.2343 | 0.19018
-22.75 | -57.25 | p_solar_Paraguay_PY90 | Paraguay | 0.23367 | 0.18961
-23.25 | -57.25 | p_solar_Paraguay_PY91 | Paraguay | 0.23295 | 0.18916
-23.75 | -57.25 | p_solar_Paraguay_PY92 | Paraguay | 0.23253 | 0.18873
-24.25 | -57.25 | p_solar_Paraguay_PY93 | Paraguay | 0.23215 | 0.18819
-24.75 | -57.25 | p_solar_Paraguay_PY94 | Paraguay | 0.23166 | 0.18754
-25.25 | -57.25 | p_solar_Paraguay_PY95 | Paraguay | 0.23233 | 0.18753
-25.75 | -57.25 | p_solar_Paraguay_PY96 | Paraguay | 0.23336 | 0.18799
-26.25 | -57.25 | p_solar_Paraguay_PY97 | Paraguay | 0.23345 | 0.18765
-22.25 | -56.75 | p_solar_Paraguay_PY100 | Paraguay | 0.23541 | 0.1906
-22.75 | -56.75 | p_solar_Paraguay_PY101 | Paraguay | 0.23491 | 0.19028
-23.25 | -56.75 | p_solar_Paraguay_PY102 | Paraguay | 0.23496 | 0.19044
-23.75 | -56.75 | p_solar_Paraguay_PY103 | Paraguay | 0.23444 | 0.18974
-24.25 | -56.75 | p_solar_Paraguay_PY104 | Paraguay | 0.23349 | 0.18882
-24.75 | -56.75 | p_solar_Paraguay_PY105 | Paraguay | 0.23267 | 0.18802
-25.25 | -56.75 | p_solar_Paraguay_PY106 | Paraguay | 0.23286 | 0.18788
-25.75 | -56.75 | p_solar_Paraguay_PY107 | Paraguay | 0.23462 | 0.18876
-26.25 | -56.75 | p_solar_Paraguay_PY108 | Paraguay | 0.23553 | 0.18869
-22.25 | -56.25 | p_solar_Paraguay_PY111 | Paraguay | 0.23668 | 0.19127
-22.75 | -56.25 | p_solar_Paraguay_PY112 | Paraguay | 0.23785 | 0.19212
-23.25 | -56.25 | p_solar_Paraguay_PY113 | Paraguay | 0.23861 | 0.19264
-23.75 | -56.25 | p_solar_Paraguay_PY114 | Paraguay | 0.23723 | 0.19158
-24.25 | -56.25 | p_solar_Paraguay_PY115 | Paraguay | 0.23561 | 0.1902
-24.75 | -56.25 | p_solar_Paraguay_PY116 | Paraguay | 0.2353 | 0.18965
-25.25 | -56.25 | p_solar_Paraguay_PY117 | Paraguay | 0.236 | 0.18971
-25.75 | -56.25 | p_solar_Paraguay_PY118 | Paraguay | 0.23693 | 0.18989
-26.25 | -56.25 | p_solar_Paraguay_PY119 | Paraguay | 0.23683 | 0.18927
-22.75 | -55.75 | p_solar_Paraguay_PY122 | Paraguay | 0.24141 | 0.19474
-23.25 | -55.75 | p_solar_Paraguay_PY123 | Paraguay | 0.24175 | 0.19464
-23.75 | -55.75 | p_solar_Paraguay_PY124 | Paraguay | 0.24023 | 0.19333
-24.25 | -55.75 | p_solar_Paraguay_PY125 | Paraguay | 0.23747 | 0.1915
-24.75 | -55.75 | p_solar_Paraguay_PY126 | Paraguay | 0.23736 | 0.19114
-25.25 | -55.75 | p_solar_Paraguay_PY127 | Paraguay | 0.23927 | 0.19174
-25.75 | -55.75 | p_solar_Paraguay_PY128 | Paraguay | 0.23937 | 0.19144
-26.25 | -55.75 | p_solar_Paraguay_PY129 | Paraguay | 0.2388 | 0.19066
-24.75 | -55.25 | p_solar_Paraguay_PY133 | Paraguay | 0.23984 | 0.19295
-30.75 | -57.75 | p_solar_Uruguay_UY3 | Uruguay | 0.24857 | 0.19548
-31.75 | -57.75 | p_solar_Uruguay_UY5 | Uruguay | 0.25052 | 0.19643
-32.25 | -57.75 | p_solar_Uruguay_UY6 | Uruguay | 0.25098 | 0.19672
-32.75 | -57.75 | p_solar_Uruguay_UY7 | Uruguay | 0.25044 | 0.19625
-33.25 | -57.75 | p_solar_Uruguay_UY8 | Uruguay | 0.24962 | 0.19568
-33.75 | -57.75 | p_solar_Uruguay_UY9 | Uruguay | 0.249 | 0.19535
-34.25 | -57.75 | p_solar_Uruguay_UY10 | Uruguay | 0.24953 | 0.19572
-30.75 | -57.25 | p_solar_Uruguay_UY11 | Uruguay | 0.24838 | 0.19531
-31.25 | -57.25 | p_solar_Uruguay_UY12 | Uruguay | 0.24941 | 0.19578
-31.75 | -57.25 | p_solar_Uruguay_UY13 | Uruguay | 0.25085 | 0.19674
-32.25 | -57.25 | p_solar_Uruguay_UY14 | Uruguay | 0.25152 | 0.19716
-32.75 | -57.25 | p_solar_Uruguay_UY15 | Uruguay | 0.2505 | 0.19632
-33.25 | -57.25 | p_solar_Uruguay_UY16 | Uruguay | 0.24949 | 0.19561
-33.75 | -57.25 | p_solar_Uruguay_UY17 | Uruguay | 0.24885 | 0.19516
-34.25 | -57.25 | p_solar_Uruguay_UY18 | Uruguay | 0.24863 | 0.19499
-30.25 | -56.75 | p_solar_Uruguay_UY19 | Uruguay | 0.24695 | 0.1946
-30.75 | -56.75 | p_solar_Uruguay_UY20 | Uruguay | 0.24825 | 0.1952
-31.25 | -56.75 | p_solar_Uruguay_UY21 | Uruguay | 0.24933 | 0.1958
-31.75 | -56.75 | p_solar_Uruguay_UY22 | Uruguay | 0.25089 | 0.19674
-32.25 | -56.75 | p_solar_Uruguay_UY23 | Uruguay | 0.25154 | 0.19711
-32.75 | -56.75 | p_solar_Uruguay_UY24 | Uruguay | 0.25054 | 0.19626
-33.25 | -56.75 | p_solar_Uruguay_UY25 | Uruguay | 0.2491 | 0.19522
-33.75 | -56.75 | p_solar_Uruguay_UY26 | Uruguay | 0.24782 | 0.19431
-34.25 | -56.75 | p_solar_Uruguay_UY27 | Uruguay | 0.2471 | 0.19376
-34.75 | -56.75 | p_solar_Uruguay_UY28 | Uruguay | 0.24788 | 0.19429
-30.75 | -56.25 | p_solar_Uruguay_UY29 | Uruguay | 0.24855 | 0.19527
-31.25 | -56.25 | p_solar_Uruguay_UY30 | Uruguay | 0.24936 | 0.19594
-31.75 | -56.25 | p_solar_Uruguay_UY31 | Uruguay | 0.24961 | 0.19615
-32.25 | -56.25 | p_solar_Uruguay_UY32 | Uruguay | 0.24993 | 0.19617
-32.75 | -56.25 | p_solar_Uruguay_UY33 | Uruguay | 0.25017 | 0.19604
-33.25 | -56.25 | p_solar_Uruguay_UY34 | Uruguay | 0.24854 | 0.19479
-33.75 | -56.25 | p_solar_Uruguay_UY35 | Uruguay | 0.24585 | 0.19283
-34.25 | -56.25 | p_solar_Uruguay_UY36 | Uruguay | 0.24472 | 0.192
-34.75 | -56.25 | p_solar_Uruguay_UY37 | Uruguay | 0.24607 | 0.19292
-31.75 | -55.75 | p_solar_Uruguay_UY39 | Uruguay | 0.24758 | 0.19493
-32.25 | -55.75 | p_solar_Uruguay_UY40 | Uruguay | 0.248 | 0.19507
-32.75 | -55.75 | p_solar_Uruguay_UY41 | Uruguay | 0.24822 | 0.19505
-33.25 | -55.75 | p_solar_Uruguay_UY42 | Uruguay | 0.24707 | 0.19398
-33.75 | -55.75 | p_solar_Uruguay_UY43 | Uruguay | 0.24484 | 0.19218
-34.25 | -55.75 | p_solar_Uruguay_UY44 | Uruguay | 0.24355 | 0.19109
-34.75 | -55.75 | p_solar_Uruguay_UY45 | Uruguay | 0.24639 | 0.19284
-31.25 | -55.25 | p_solar_Uruguay_UY46 | Uruguay | 0.24623 | 0.19426
-31.75 | -55.25 | p_solar_Uruguay_UY47 | Uruguay | 0.24631 | 0.19432
-32.25 | -55.25 | p_solar_Uruguay_UY48 | Uruguay | 0.24613 | 0.19421
-33.25 | -55.25 | p_solar_Uruguay_UY50 | Uruguay | 0.24564 | 0.19369
-33.75 | -55.25 | p_solar_Uruguay_UY51 | Uruguay | 0.244 | 0.19218
-34.25 | -55.25 | p_solar_Uruguay_UY52 | Uruguay | 0.24298 | 0.19105
-34.75 | -55.25 | p_solar_Uruguay_UY53 | Uruguay | 0.24605 | 0.19266
-32.25 | -54.75 | p_solar_Uruguay_UY55 | Uruguay | 0.24384 | 0.19318
-33.75 | -54.75 | p_solar_Uruguay_UY58 | Uruguay | 0.24211 | 0.19142
-34.25 | -54.75 | p_solar_Uruguay_UY59 | Uruguay | 0.24156 | 0.19055
-34.75 | -54.75 | p_solar_Uruguay_UY60 | Uruguay | 0.24591 | 0.19273
-32.25 | -54.25 | p_solar_Uruguay_UY61 | Uruguay | 0.24139 | 0.192
-32.75 | -54.25 | p_solar_Uruguay_UY62 | Uruguay | 0.24122 | 0.19206
-33.25 | -54.25 | p_solar_Uruguay_UY63 | Uruguay | 0.2414 | 0.19177
-33.75 | -54.25 | p_solar_Uruguay_UY64 | Uruguay | 0.23986 | 0.19018
-34.25 | -54.25 | p_solar_Uruguay_UY65 | Uruguay | 0.23974 | 0.18958
-32.25 | -53.75 | p_solar_Uruguay_UY66 | Uruguay | 0.23914 | 0.19116
-32.75 | -53.75 | p_solar_Uruguay_UY67 | Uruguay | 0.23911 | 0.19109
-33.25 | -53.75 | p_solar_Uruguay_UY68 | Uruguay | 0.23954 | 0.19099
-33.75 | -53.75 | p_solar_Uruguay_UY69 | Uruguay | 0.23949 | 0.19019

## Supp. Figure 17
month | variable | value | pol
0 | prm15_fix_wcost_re1_c2p1_co2_cut90p_tnt1 | 0 | TRUE
1 | prm15_fix_wcost_re1_c2p1_co2_cut90p_tnt1 | 0 | TRUE
2 | prm15_fix_wcost_re1_c2p1_co2_cut90p_tnt1 | 0 | TRUE
3 | prm15_fix_wcost_re1_c2p1_co2_cut90p_tnt1 | 0 | TRUE
4 | prm15_fix_wcost_re1_c2p1_co2_cut90p_tnt1 | 0 | TRUE
5 | prm15_fix_wcost_re1_c2p1_co2_cut90p_tnt1 | 0.4614 | TRUE
6 | prm15_fix_wcost_re1_c2p1_co2_cut90p_tnt1 | 0 | TRUE
7 | prm15_fix_wcost_re1_c2p1_co2_cut90p_tnt1 | 1.0177 | TRUE
8 | prm15_fix_wcost_re1_c2p1_co2_cut90p_tnt1 | 5.5572 | TRUE
9 | prm15_fix_wcost_re1_c2p1_co2_cut90p_tnt1 | 1.0712 | TRUE
10 | prm15_fix_wcost_re1_c2p1_co2_cut90p_tnt1 | 5.3478 | TRUE
11 | prm15_fix_wcost_re1_c2p1_co2_cut90p_tnt1 | 0 | TRUE
12 | prm15_fix_wcost_re1_c2p1_co2_cut90p_tnt1 | 0 | TRUE
13 | prm15_fix_wcost_re1_c2p1_co2_cut90p_tnt1 | 0 | TRUE
14 | prm15_fix_wcost_re1_c2p1_co2_cut90p_tnt1 | 0 | TRUE
15 | prm15_fix_wcost_re1_c2p1_co2_cut90p_tnt1 | 0 | TRUE
16 | prm15_fix_wcost_re1_c2p1_co2_cut90p_tnt1 | 0 | TRUE
17 | prm15_fix_wcost_re1_c2p1_co2_cut90p_tnt1 | 0 | TRUE
18 | prm15_fix_wcost_re1_c2p1_co2_cut90p_tnt1 | 0 | TRUE
19 | prm15_fix_wcost_re1_c2p1_co2_cut90p_tnt1 | 2.7829 | TRUE
20 | prm15_fix_wcost_re1_c2p1_co2_cut90p_tnt1 | 3.3258 | TRUE
21 | prm15_fix_wcost_re1_c2p1_co2_cut90p_tnt1 | 1.4923 | TRUE
22 | prm15_fix_wcost_re1_c2p1_co2_cut90p_tnt1 | 4.8051 | TRUE
23 | prm15_fix_wcost_re1_c2p1_co2_cut90p_tnt1 | 0 | TRUE
24 | prm15_fix_wcost_re1_c2p1_co2_cut90p_tnt1 | 0 | TRUE
25 | prm15_fix_wcost_re1_c2p1_co2_cut90p_tnt1 | 0 | TRUE
26 | prm15_fix_wcost_re1_c2p1_co2_cut90p_tnt1 | 0 | TRUE
27 | prm15_fix_wcost_re1_c2p1_co2_cut90p_tnt1 | 0 | TRUE
28 | prm15_fix_wcost_re1_c2p1_co2_cut90p_tnt1 | 0 | TRUE
29 | prm15_fix_wcost_re1_c2p1_co2_cut90p_tnt1 | 0 | TRUE
30 | prm15_fix_wcost_re1_c2p1_co2_cut90p_tnt1 | 0 | TRUE
31 | prm15_fix_wcost_re1_c2p1_co2_cut90p_tnt1 | 0 | TRUE
32 | prm15_fix_wcost_re1_c2p1_co2_cut90p_tnt1 | 1.6927 | TRUE
33 | prm15_fix_wcost_re1_c2p1_co2_cut90p_tnt1 | 1.6726 | TRUE
34 | prm15_fix_wcost_re1_c2p1_co2_cut90p_tnt1 | 5.3686 | TRUE
35 | prm15_fix_wcost_re1_c2p1_co2_cut90p_tnt1 | 0 | TRUE
36 | prm15_fix_wcost_re1_c2p1_co2_cut90p_tnt1 | 0 | TRUE
37 | prm15_fix_wcost_re1_c2p1_co2_cut90p_tnt1 | 0.079251 | TRUE
38 | prm15_fix_wcost_re1_c2p1_co2_cut90p_tnt1 | 0.78285 | TRUE
39 | prm15_fix_wcost_re1_c2p1_co2_cut90p_tnt1 | 0 | TRUE
40 | prm15_fix_wcost_re1_c2p1_co2_cut90p_tnt1 | 0 | TRUE
41 | prm15_fix_wcost_re1_c2p1_co2_cut90p_tnt1 | 0.60486 | TRUE
42 | prm15_fix_wcost_re1_c2p1_co2_cut90p_tnt1 | 2.5435 | TRUE
43 | prm15_fix_wcost_re1_c2p1_co2_cut90p_tnt1 | 3.4 | TRUE
44 | prm15_fix_wcost_re1_c2p1_co2_cut90p_tnt1 | 1.0603 | TRUE
45 | prm15_fix_wcost_re1_c2p1_co2_cut90p_tnt1 | 1.5184 | TRUE
46 | prm15_fix_wcost_re1_c2p1_co2_cut90p_tnt1 | 3.8727 | TRUE
47 | prm15_fix_wcost_re1_c2p1_co2_cut90p_tnt1 | 0 | TRUE
48 | prm15_fix_wcost_re1_c2p1_co2_cut90p_tnt1 | 4.6062 | TRUE
49 | prm15_fix_wcost_re1_c2p1_co2_cut90p_tnt1 | 1.6011 | TRUE
50 | prm15_fix_wcost_re1_c2p1_co2_cut90p_tnt1 | 2.2269 | TRUE
51 | prm15_fix_wcost_re1_c2p1_co2_cut90p_tnt1 | 0 | TRUE
52 | prm15_fix_wcost_re1_c2p1_co2_cut90p_tnt1 | 0 | TRUE
53 | prm15_fix_wcost_re1_c2p1_co2_cut90p_tnt1 | 1.2368 | TRUE
54 | prm15_fix_wcost_re1_c2p1_co2_cut90p_tnt1 | 3.2599 | TRUE
55 | prm15_fix_wcost_re1_c2p1_co2_cut90p_tnt1 | 4.5485 | TRUE
56 | prm15_fix_wcost_re1_c2p1_co2_cut90p_tnt1 | 3.5838 | TRUE
57 | prm15_fix_wcost_re1_c2p1_co2_cut90p_tnt1 | 8.9552 | TRUE
58 | prm15_fix_wcost_re1_c2p1_co2_cut90p_tnt1 | 3.2293 | TRUE
59 | prm15_fix_wcost_re1_c2p1_co2_cut90p_tnt1 | 0 | TRUE
60 | prm15_fix_wcost_re1_c2p1_co2_cut90p_tnt1 | 11.7311 | TRUE
61 | prm15_fix_wcost_re1_c2p1_co2_cut90p_tnt1 | 9.089 | TRUE
62 | prm15_fix_wcost_re1_c2p1_co2_cut90p_tnt1 | 7.6929 | TRUE
63 | prm15_fix_wcost_re1_c2p1_co2_cut90p_tnt1 | 0.07386 | TRUE
64 | prm15_fix_wcost_re1_c2p1_co2_cut90p_tnt1 | 1.9453 | TRUE
65 | prm15_fix_wcost_re1_c2p1_co2_cut90p_tnt1 | 1.0797 | TRUE
66 | prm15_fix_wcost_re1_c2p1_co2_cut90p_tnt1 | 3.2867 | TRUE
67 | prm15_fix_wcost_re1_c2p1_co2_cut90p_tnt1 | 5.6244 | TRUE
68 | prm15_fix_wcost_re1_c2p1_co2_cut90p_tnt1 | 5.0325 | TRUE
69 | prm15_fix_wcost_re1_c2p1_co2_cut90p_tnt1 | 6.89 | TRUE
70 | prm15_fix_wcost_re1_c2p1_co2_cut90p_tnt1 | 14.1828 | TRUE
71 | prm15_fix_wcost_re1_c2p1_co2_cut90p_tnt1 | 3.003 | TRUE
0 | prm15_fix_wcost_re1_c2p1_tnt1 | 0 | FALSE
1 | prm15_fix_wcost_re1_c2p1_tnt1 | 0 | FALSE
2 | prm15_fix_wcost_re1_c2p1_tnt1 | 0 | FALSE
3 | prm15_fix_wcost_re1_c2p1_tnt1 | 0 | FALSE
4 | prm15_fix_wcost_re1_c2p1_tnt1 | 0 | FALSE
5 | prm15_fix_wcost_re1_c2p1_tnt1 | 0 | FALSE
6 | prm15_fix_wcost_re1_c2p1_tnt1 | 0 | FALSE
7 | prm15_fix_wcost_re1_c2p1_tnt1 | 0 | FALSE
8 | prm15_fix_wcost_re1_c2p1_tnt1 | 1.907 | FALSE
9 | prm15_fix_wcost_re1_c2p1_tnt1 | 0 | FALSE
10 | prm15_fix_wcost_re1_c2p1_tnt1 | 2.1855 | FALSE
11 | prm15_fix_wcost_re1_c2p1_tnt1 | 0 | FALSE
12 | prm15_fix_wcost_re1_c2p1_tnt1 | 0 | FALSE
13 | prm15_fix_wcost_re1_c2p1_tnt1 | 0 | FALSE
14 | prm15_fix_wcost_re1_c2p1_tnt1 | 0 | FALSE
15 | prm15_fix_wcost_re1_c2p1_tnt1 | 0 | FALSE
16 | prm15_fix_wcost_re1_c2p1_tnt1 | 0 | FALSE
17 | prm15_fix_wcost_re1_c2p1_tnt1 | 0 | FALSE
18 | prm15_fix_wcost_re1_c2p1_tnt1 | 0 | FALSE
19 | prm15_fix_wcost_re1_c2p1_tnt1 | 0 | FALSE
20 | prm15_fix_wcost_re1_c2p1_tnt1 | 0.41129 | FALSE
21 | prm15_fix_wcost_re1_c2p1_tnt1 | 0 | FALSE
22 | prm15_fix_wcost_re1_c2p1_tnt1 | 1.6404 | FALSE
23 | prm15_fix_wcost_re1_c2p1_tnt1 | 0 | FALSE
24 | prm15_fix_wcost_re1_c2p1_tnt1 | 0 | FALSE
25 | prm15_fix_wcost_re1_c2p1_tnt1 | 0 | FALSE
26 | prm15_fix_wcost_re1_c2p1_tnt1 | 0 | FALSE
27 | prm15_fix_wcost_re1_c2p1_tnt1 | 0 | FALSE
28 | prm15_fix_wcost_re1_c2p1_tnt1 | 0 | FALSE
29 | prm15_fix_wcost_re1_c2p1_tnt1 | 0 | FALSE
30 | prm15_fix_wcost_re1_c2p1_tnt1 | 0 | FALSE
31 | prm15_fix_wcost_re1_c2p1_tnt1 | 0 | FALSE
32 | prm15_fix_wcost_re1_c2p1_tnt1 | 0 | FALSE
33 | prm15_fix_wcost_re1_c2p1_tnt1 | 0 | FALSE
34 | prm15_fix_wcost_re1_c2p1_tnt1 | 0.79774 | FALSE
35 | prm15_fix_wcost_re1_c2p1_tnt1 | 0 | FALSE
36 | prm15_fix_wcost_re1_c2p1_tnt1 | 0 | FALSE
37 | prm15_fix_wcost_re1_c2p1_tnt1 | 0 | FALSE
38 | prm15_fix_wcost_re1_c2p1_tnt1 | 0 | FALSE
39 | prm15_fix_wcost_re1_c2p1_tnt1 | 0 | FALSE
40 | prm15_fix_wcost_re1_c2p1_tnt1 | 0 | FALSE
41 | prm15_fix_wcost_re1_c2p1_tnt1 | 0 | FALSE
42 | prm15_fix_wcost_re1_c2p1_tnt1 | 0 | FALSE
43 | prm15_fix_wcost_re1_c2p1_tnt1 | 0 | FALSE
44 | prm15_fix_wcost_re1_c2p1_tnt1 | 0 | FALSE
45 | prm15_fix_wcost_re1_c2p1_tnt1 | 0 | FALSE
46 | prm15_fix_wcost_re1_c2p1_tnt1 | 0 | FALSE
47 | prm15_fix_wcost_re1_c2p1_tnt1 | 0 | FALSE
48 | prm15_fix_wcost_re1_c2p1_tnt1 | 0.83361 | FALSE
49 | prm15_fix_wcost_re1_c2p1_tnt1 | 0.1434 | FALSE
50 | prm15_fix_wcost_re1_c2p1_tnt1 | 0.47906 | FALSE
51 | prm15_fix_wcost_re1_c2p1_tnt1 | 0 | FALSE
52 | prm15_fix_wcost_re1_c2p1_tnt1 | 0 | FALSE
53 | prm15_fix_wcost_re1_c2p1_tnt1 | 0.01483 | FALSE
54 | prm15_fix_wcost_re1_c2p1_tnt1 | 0.1004 | FALSE
55 | prm15_fix_wcost_re1_c2p1_tnt1 | 0.81175 | FALSE
56 | prm15_fix_wcost_re1_c2p1_tnt1 | 0.33393 | FALSE
57 | prm15_fix_wcost_re1_c2p1_tnt1 | 0.028645 | FALSE
58 | prm15_fix_wcost_re1_c2p1_tnt1 | 0.0034425 | FALSE
59 | prm15_fix_wcost_re1_c2p1_tnt1 | 0.021093 | FALSE
60 | prm15_fix_wcost_re1_c2p1_tnt1 | 0.59145 | FALSE
61 | prm15_fix_wcost_re1_c2p1_tnt1 | 0.23129 | FALSE
62 | prm15_fix_wcost_re1_c2p1_tnt1 | 0.71461 | FALSE
63 | prm15_fix_wcost_re1_c2p1_tnt1 | 0 | FALSE
64 | prm15_fix_wcost_re1_c2p1_tnt1 | 0 | FALSE
65 | prm15_fix_wcost_re1_c2p1_tnt1 | 0.01013 | FALSE
66 | prm15_fix_wcost_re1_c2p1_tnt1 | 0.15671 | FALSE
67 | prm15_fix_wcost_re1_c2p1_tnt1 | 0.025117 | FALSE
68 | prm15_fix_wcost_re1_c2p1_tnt1 | 0.27617 | FALSE
69 | prm15_fix_wcost_re1_c2p1_tnt1 | 0.040061 | FALSE
70 | prm15_fix_wcost_re1_c2p1_tnt1 | 0.011228 | FALSE
71 | prm15_fix_wcost_re1_c2p1_tnt1 | 0.046332 | FALSE
0 | prm15_fix_wcost_re2_c2p1_co2_cut90p_tnt1 | 0 | TRUE
1 | prm15_fix_wcost_re2_c2p1_co2_cut90p_tnt1 | 0 | TRUE
2 | prm15_fix_wcost_re2_c2p1_co2_cut90p_tnt1 | 0 | TRUE
3 | prm15_fix_wcost_re2_c2p1_co2_cut90p_tnt1 | 0 | TRUE
4 | prm15_fix_wcost_re2_c2p1_co2_cut90p_tnt1 | 0 | TRUE
5 | prm15_fix_wcost_re2_c2p1_co2_cut90p_tnt1 | 0.38192 | TRUE
6 | prm15_fix_wcost_re2_c2p1_co2_cut90p_tnt1 | 0 | TRUE
7 | prm15_fix_wcost_re2_c2p1_co2_cut90p_tnt1 | 3.3349 | TRUE
8 | prm15_fix_wcost_re2_c2p1_co2_cut90p_tnt1 | 5.3178 | TRUE
9 | prm15_fix_wcost_re2_c2p1_co2_cut90p_tnt1 | 1.0154 | TRUE
10 | prm15_fix_wcost_re2_c2p1_co2_cut90p_tnt1 | 5.0162 | TRUE
11 | prm15_fix_wcost_re2_c2p1_co2_cut90p_tnt1 | 0 | TRUE
12 | prm15_fix_wcost_re2_c2p1_co2_cut90p_tnt1 | 0 | TRUE
13 | prm15_fix_wcost_re2_c2p1_co2_cut90p_tnt1 | 0 | TRUE
14 | prm15_fix_wcost_re2_c2p1_co2_cut90p_tnt1 | 0 | TRUE
15 | prm15_fix_wcost_re2_c2p1_co2_cut90p_tnt1 | 0 | TRUE
16 | prm15_fix_wcost_re2_c2p1_co2_cut90p_tnt1 | 0 | TRUE
17 | prm15_fix_wcost_re2_c2p1_co2_cut90p_tnt1 | 0 | TRUE
18 | prm15_fix_wcost_re2_c2p1_co2_cut90p_tnt1 | 0 | TRUE
19 | prm15_fix_wcost_re2_c2p1_co2_cut90p_tnt1 | 2.7012 | TRUE
20 | prm15_fix_wcost_re2_c2p1_co2_cut90p_tnt1 | 3.7457 | TRUE
21 | prm15_fix_wcost_re2_c2p1_co2_cut90p_tnt1 | 2.0415 | TRUE
22 | prm15_fix_wcost_re2_c2p1_co2_cut90p_tnt1 | 4.8027 | TRUE
23 | prm15_fix_wcost_re2_c2p1_co2_cut90p_tnt1 | 0 | TRUE
24 | prm15_fix_wcost_re2_c2p1_co2_cut90p_tnt1 | 0 | TRUE
25 | prm15_fix_wcost_re2_c2p1_co2_cut90p_tnt1 | 0 | TRUE
26 | prm15_fix_wcost_re2_c2p1_co2_cut90p_tnt1 | 0 | TRUE
27 | prm15_fix_wcost_re2_c2p1_co2_cut90p_tnt1 | 0 | TRUE
28 | prm15_fix_wcost_re2_c2p1_co2_cut90p_tnt1 | 0 | TRUE
29 | prm15_fix_wcost_re2_c2p1_co2_cut90p_tnt1 | 0 | TRUE
30 | prm15_fix_wcost_re2_c2p1_co2_cut90p_tnt1 | 0 | TRUE
31 | prm15_fix_wcost_re2_c2p1_co2_cut90p_tnt1 | 0.27578 | TRUE
32 | prm15_fix_wcost_re2_c2p1_co2_cut90p_tnt1 | 3.1618 | TRUE
33 | prm15_fix_wcost_re2_c2p1_co2_cut90p_tnt1 | 2.3804 | TRUE
34 | prm15_fix_wcost_re2_c2p1_co2_cut90p_tnt1 | 4.8077 | TRUE
35 | prm15_fix_wcost_re2_c2p1_co2_cut90p_tnt1 | 0 | TRUE
36 | prm15_fix_wcost_re2_c2p1_co2_cut90p_tnt1 | 0 | TRUE
37 | prm15_fix_wcost_re2_c2p1_co2_cut90p_tnt1 | 0.060946 | TRUE
38 | prm15_fix_wcost_re2_c2p1_co2_cut90p_tnt1 | 0.58465 | TRUE
39 | prm15_fix_wcost_re2_c2p1_co2_cut90p_tnt1 | 0 | TRUE
40 | prm15_fix_wcost_re2_c2p1_co2_cut90p_tnt1 | 0 | TRUE
41 | prm15_fix_wcost_re2_c2p1_co2_cut90p_tnt1 | 0.79005 | TRUE
42 | prm15_fix_wcost_re2_c2p1_co2_cut90p_tnt1 | 2.7227 | TRUE
43 | prm15_fix_wcost_re2_c2p1_co2_cut90p_tnt1 | 4.7364 | TRUE
44 | prm15_fix_wcost_re2_c2p1_co2_cut90p_tnt1 | 3.189 | TRUE
45 | prm15_fix_wcost_re2_c2p1_co2_cut90p_tnt1 | 2.1972 | TRUE
46 | prm15_fix_wcost_re2_c2p1_co2_cut90p_tnt1 | 4.9185 | TRUE
47 | prm15_fix_wcost_re2_c2p1_co2_cut90p_tnt1 | 0 | TRUE
48 | prm15_fix_wcost_re2_c2p1_co2_cut90p_tnt1 | 5.9075 | TRUE
49 | prm15_fix_wcost_re2_c2p1_co2_cut90p_tnt1 | 0.40664 | TRUE
50 | prm15_fix_wcost_re2_c2p1_co2_cut90p_tnt1 | 1.7004 | TRUE
51 | prm15_fix_wcost_re2_c2p1_co2_cut90p_tnt1 | 0 | TRUE
52 | prm15_fix_wcost_re2_c2p1_co2_cut90p_tnt1 | 0 | TRUE
53 | prm15_fix_wcost_re2_c2p1_co2_cut90p_tnt1 | 1.5232 | TRUE
54 | prm15_fix_wcost_re2_c2p1_co2_cut90p_tnt1 | 5.3035 | TRUE
55 | prm15_fix_wcost_re2_c2p1_co2_cut90p_tnt1 | 7.759 | TRUE
56 | prm15_fix_wcost_re2_c2p1_co2_cut90p_tnt1 | 6.7375 | TRUE
57 | prm15_fix_wcost_re2_c2p1_co2_cut90p_tnt1 | 12.2195 | TRUE
58 | prm15_fix_wcost_re2_c2p1_co2_cut90p_tnt1 | 5.6895 | TRUE
59 | prm15_fix_wcost_re2_c2p1_co2_cut90p_tnt1 | 0 | TRUE
60 | prm15_fix_wcost_re2_c2p1_co2_cut90p_tnt1 | 15.3553 | TRUE
61 | prm15_fix_wcost_re2_c2p1_co2_cut90p_tnt1 | 10.514 | TRUE
62 | prm15_fix_wcost_re2_c2p1_co2_cut90p_tnt1 | 9.1704 | TRUE
63 | prm15_fix_wcost_re2_c2p1_co2_cut90p_tnt1 | 0.47828 | TRUE
64 | prm15_fix_wcost_re2_c2p1_co2_cut90p_tnt1 | 1.9312 | TRUE
65 | prm15_fix_wcost_re2_c2p1_co2_cut90p_tnt1 | 2.4203 | TRUE
66 | prm15_fix_wcost_re2_c2p1_co2_cut90p_tnt1 | 3.5142 | TRUE
67 | prm15_fix_wcost_re2_c2p1_co2_cut90p_tnt1 | 7.9778 | TRUE
68 | prm15_fix_wcost_re2_c2p1_co2_cut90p_tnt1 | 7.2079 | TRUE
69 | prm15_fix_wcost_re2_c2p1_co2_cut90p_tnt1 | 10.1169 | TRUE
70 | prm15_fix_wcost_re2_c2p1_co2_cut90p_tnt1 | 17.5522 | TRUE
71 | prm15_fix_wcost_re2_c2p1_co2_cut90p_tnt1 | 3.1143 | TRUE
0 | prm15_fix_wcost_re2_c2p1_tnt1 | 0 | FALSE
1 | prm15_fix_wcost_re2_c2p1_tnt1 | 0 | FALSE
2 | prm15_fix_wcost_re2_c2p1_tnt1 | 0 | FALSE
3 | prm15_fix_wcost_re2_c2p1_tnt1 | 0 | FALSE
4 | prm15_fix_wcost_re2_c2p1_tnt1 | 0 | FALSE
5 | prm15_fix_wcost_re2_c2p1_tnt1 | 0 | FALSE
6 | prm15_fix_wcost_re2_c2p1_tnt1 | 0 | FALSE
7 | prm15_fix_wcost_re2_c2p1_tnt1 | 0 | FALSE
8 | prm15_fix_wcost_re2_c2p1_tnt1 | 1.907 | FALSE
9 | prm15_fix_wcost_re2_c2p1_tnt1 | 0 | FALSE
10 | prm15_fix_wcost_re2_c2p1_tnt1 | 1.7109 | FALSE
11 | prm15_fix_wcost_re2_c2p1_tnt1 | 0 | FALSE
12 | prm15_fix_wcost_re2_c2p1_tnt1 | 0 | FALSE
13 | prm15_fix_wcost_re2_c2p1_tnt1 | 0 | FALSE
14 | prm15_fix_wcost_re2_c2p1_tnt1 | 0 | FALSE
15 | prm15_fix_wcost_re2_c2p1_tnt1 | 0 | FALSE
16 | prm15_fix_wcost_re2_c2p1_tnt1 | 0 | FALSE
17 | prm15_fix_wcost_re2_c2p1_tnt1 | 0 | FALSE
18 | prm15_fix_wcost_re2_c2p1_tnt1 | 0 | FALSE
19 | prm15_fix_wcost_re2_c2p1_tnt1 | 0 | FALSE
20 | prm15_fix_wcost_re2_c2p1_tnt1 | 0.67492 | FALSE
21 | prm15_fix_wcost_re2_c2p1_tnt1 | 0 | FALSE
22 | prm15_fix_wcost_re2_c2p1_tnt1 | 1.6404 | FALSE
23 | prm15_fix_wcost_re2_c2p1_tnt1 | 0 | FALSE
24 | prm15_fix_wcost_re2_c2p1_tnt1 | 0 | FALSE
25 | prm15_fix_wcost_re2_c2p1_tnt1 | 0 | FALSE
26 | prm15_fix_wcost_re2_c2p1_tnt1 | 0 | FALSE
27 | prm15_fix_wcost_re2_c2p1_tnt1 | 0 | FALSE
28 | prm15_fix_wcost_re2_c2p1_tnt1 | 0 | FALSE
29 | prm15_fix_wcost_re2_c2p1_tnt1 | 0 | FALSE
30 | prm15_fix_wcost_re2_c2p1_tnt1 | 0 | FALSE
31 | prm15_fix_wcost_re2_c2p1_tnt1 | 0 | FALSE
32 | prm15_fix_wcost_re2_c2p1_tnt1 | 0 | FALSE
33 | prm15_fix_wcost_re2_c2p1_tnt1 | 0 | FALSE
34 | prm15_fix_wcost_re2_c2p1_tnt1 | 0.57125 | FALSE
35 | prm15_fix_wcost_re2_c2p1_tnt1 | 0 | FALSE
36 | prm15_fix_wcost_re2_c2p1_tnt1 | 0 | FALSE
37 | prm15_fix_wcost_re2_c2p1_tnt1 | 0.00062895 | FALSE
38 | prm15_fix_wcost_re2_c2p1_tnt1 | 0 | FALSE
39 | prm15_fix_wcost_re2_c2p1_tnt1 | 0 | FALSE
40 | prm15_fix_wcost_re2_c2p1_tnt1 | 0 | FALSE
41 | prm15_fix_wcost_re2_c2p1_tnt1 | 0.0002033 | FALSE
42 | prm15_fix_wcost_re2_c2p1_tnt1 | 0 | FALSE
43 | prm15_fix_wcost_re2_c2p1_tnt1 | 0 | FALSE
44 | prm15_fix_wcost_re2_c2p1_tnt1 | 0 | FALSE
45 | prm15_fix_wcost_re2_c2p1_tnt1 | 0 | FALSE
46 | prm15_fix_wcost_re2_c2p1_tnt1 | 0 | FALSE
47 | prm15_fix_wcost_re2_c2p1_tnt1 | 0 | FALSE
48 | prm15_fix_wcost_re2_c2p1_tnt1 | 0.73453 | FALSE
49 | prm15_fix_wcost_re2_c2p1_tnt1 | 0.099036 | FALSE
50 | prm15_fix_wcost_re2_c2p1_tnt1 | 0.37157 | FALSE
51 | prm15_fix_wcost_re2_c2p1_tnt1 | 0 | FALSE
52 | prm15_fix_wcost_re2_c2p1_tnt1 | 0 | FALSE
53 | prm15_fix_wcost_re2_c2p1_tnt1 | 0.01483 | FALSE
54 | prm15_fix_wcost_re2_c2p1_tnt1 | 0.072632 | FALSE
55 | prm15_fix_wcost_re2_c2p1_tnt1 | 0.72617 | FALSE
56 | prm15_fix_wcost_re2_c2p1_tnt1 | 0.27039 | FALSE
57 | prm15_fix_wcost_re2_c2p1_tnt1 | 0.025224 | FALSE
58 | prm15_fix_wcost_re2_c2p1_tnt1 | 0.0032302 | FALSE
59 | prm15_fix_wcost_re2_c2p1_tnt1 | 0.016821 | FALSE
60 | prm15_fix_wcost_re2_c2p1_tnt1 | 0.73741 | FALSE
61 | prm15_fix_wcost_re2_c2p1_tnt1 | 0.29405 | FALSE
62 | prm15_fix_wcost_re2_c2p1_tnt1 | 0.78435 | FALSE
63 | prm15_fix_wcost_re2_c2p1_tnt1 | 0.0028218 | FALSE
64 | prm15_fix_wcost_re2_c2p1_tnt1 | 0 | FALSE
65 | prm15_fix_wcost_re2_c2p1_tnt1 | 0.045001 | FALSE
66 | prm15_fix_wcost_re2_c2p1_tnt1 | 0.25291 | FALSE
67 | prm15_fix_wcost_re2_c2p1_tnt1 | 0.25657 | FALSE
68 | prm15_fix_wcost_re2_c2p1_tnt1 | 0.38003 | FALSE
69 | prm15_fix_wcost_re2_c2p1_tnt1 | 0.089288 | FALSE
70 | prm15_fix_wcost_re2_c2p1_tnt1 | 0.026259 | FALSE
71 | prm15_fix_wcost_re2_c2p1_tnt1 | 0.089703 | FALSE
0 | prm15_fix_wcost_re3_c2p1_co2_cut90p_tnt1 | 0 | TRUE
1 | prm15_fix_wcost_re3_c2p1_co2_cut90p_tnt1 | 0 | TRUE
2 | prm15_fix_wcost_re3_c2p1_co2_cut90p_tnt1 | 0 | TRUE
3 | prm15_fix_wcost_re3_c2p1_co2_cut90p_tnt1 | 0 | TRUE
4 | prm15_fix_wcost_re3_c2p1_co2_cut90p_tnt1 | 0 | TRUE
5 | prm15_fix_wcost_re3_c2p1_co2_cut90p_tnt1 | 0.33345 | TRUE
6 | prm15_fix_wcost_re3_c2p1_co2_cut90p_tnt1 | 0 | TRUE
7 | prm15_fix_wcost_re3_c2p1_co2_cut90p_tnt1 | 3.4673 | TRUE
8 | prm15_fix_wcost_re3_c2p1_co2_cut90p_tnt1 | 5.6027 | TRUE
9 | prm15_fix_wcost_re3_c2p1_co2_cut90p_tnt1 | 1.0416 | TRUE
10 | prm15_fix_wcost_re3_c2p1_co2_cut90p_tnt1 | 4.8752 | TRUE
11 | prm15_fix_wcost_re3_c2p1_co2_cut90p_tnt1 | 0 | TRUE
12 | prm15_fix_wcost_re3_c2p1_co2_cut90p_tnt1 | 0 | TRUE
13 | prm15_fix_wcost_re3_c2p1_co2_cut90p_tnt1 | 0 | TRUE
14 | prm15_fix_wcost_re3_c2p1_co2_cut90p_tnt1 | 0 | TRUE
15 | prm15_fix_wcost_re3_c2p1_co2_cut90p_tnt1 | 0 | TRUE
16 | prm15_fix_wcost_re3_c2p1_co2_cut90p_tnt1 | 0 | TRUE
17 | prm15_fix_wcost_re3_c2p1_co2_cut90p_tnt1 | 0 | TRUE
18 | prm15_fix_wcost_re3_c2p1_co2_cut90p_tnt1 | 0 | TRUE
19 | prm15_fix_wcost_re3_c2p1_co2_cut90p_tnt1 | 2.4054 | TRUE
20 | prm15_fix_wcost_re3_c2p1_co2_cut90p_tnt1 | 3.7467 | TRUE
21 | prm15_fix_wcost_re3_c2p1_co2_cut90p_tnt1 | 2.6743 | TRUE
22 | prm15_fix_wcost_re3_c2p1_co2_cut90p_tnt1 | 4.6431 | TRUE
23 | prm15_fix_wcost_re3_c2p1_co2_cut90p_tnt1 | 0 | TRUE
24 | prm15_fix_wcost_re3_c2p1_co2_cut90p_tnt1 | 0 | TRUE
25 | prm15_fix_wcost_re3_c2p1_co2_cut90p_tnt1 | 0.0088293 | TRUE
26 | prm15_fix_wcost_re3_c2p1_co2_cut90p_tnt1 | 0 | TRUE
27 | prm15_fix_wcost_re3_c2p1_co2_cut90p_tnt1 | 0 | TRUE
28 | prm15_fix_wcost_re3_c2p1_co2_cut90p_tnt1 | 0 | TRUE
29 | prm15_fix_wcost_re3_c2p1_co2_cut90p_tnt1 | 0.040945 | TRUE
30 | prm15_fix_wcost_re3_c2p1_co2_cut90p_tnt1 | 0.20973 | TRUE
31 | prm15_fix_wcost_re3_c2p1_co2_cut90p_tnt1 | 2.3879 | TRUE
32 | prm15_fix_wcost_re3_c2p1_co2_cut90p_tnt1 | 2.9937 | TRUE
33 | prm15_fix_wcost_re3_c2p1_co2_cut90p_tnt1 | 1.8001 | TRUE
34 | prm15_fix_wcost_re3_c2p1_co2_cut90p_tnt1 | 4.6656 | TRUE
35 | prm15_fix_wcost_re3_c2p1_co2_cut90p_tnt1 | 0 | TRUE
36 | prm15_fix_wcost_re3_c2p1_co2_cut90p_tnt1 | 0 | TRUE
37 | prm15_fix_wcost_re3_c2p1_co2_cut90p_tnt1 | 0.07443 | TRUE
38 | prm15_fix_wcost_re3_c2p1_co2_cut90p_tnt1 | 1.0222 | TRUE
39 | prm15_fix_wcost_re3_c2p1_co2_cut90p_tnt1 | 0 | TRUE
40 | prm15_fix_wcost_re3_c2p1_co2_cut90p_tnt1 | 0 | TRUE
41 | prm15_fix_wcost_re3_c2p1_co2_cut90p_tnt1 | 1.0442 | TRUE
42 | prm15_fix_wcost_re3_c2p1_co2_cut90p_tnt1 | 5.1491 | TRUE
43 | prm15_fix_wcost_re3_c2p1_co2_cut90p_tnt1 | 8.6741 | TRUE
44 | prm15_fix_wcost_re3_c2p1_co2_cut90p_tnt1 | 3.0435 | TRUE
45 | prm15_fix_wcost_re3_c2p1_co2_cut90p_tnt1 | 1.2922 | TRUE
46 | prm15_fix_wcost_re3_c2p1_co2_cut90p_tnt1 | 3.8241 | TRUE
47 | prm15_fix_wcost_re3_c2p1_co2_cut90p_tnt1 | 0 | TRUE
48 | prm15_fix_wcost_re3_c2p1_co2_cut90p_tnt1 | 6.5382 | TRUE
49 | prm15_fix_wcost_re3_c2p1_co2_cut90p_tnt1 | 0.98582 | TRUE
50 | prm15_fix_wcost_re3_c2p1_co2_cut90p_tnt1 | 1.0722 | TRUE
51 | prm15_fix_wcost_re3_c2p1_co2_cut90p_tnt1 | 0 | TRUE
52 | prm15_fix_wcost_re3_c2p1_co2_cut90p_tnt1 | 0 | TRUE
53 | prm15_fix_wcost_re3_c2p1_co2_cut90p_tnt1 | 1.6572 | TRUE
54 | prm15_fix_wcost_re3_c2p1_co2_cut90p_tnt1 | 7.9689 | TRUE
55 | prm15_fix_wcost_re3_c2p1_co2_cut90p_tnt1 | 11.6251 | TRUE
56 | prm15_fix_wcost_re3_c2p1_co2_cut90p_tnt1 | 7.0151 | TRUE
57 | prm15_fix_wcost_re3_c2p1_co2_cut90p_tnt1 | 10.0422 | TRUE
58 | prm15_fix_wcost_re3_c2p1_co2_cut90p_tnt1 | 9.385 | TRUE
59 | prm15_fix_wcost_re3_c2p1_co2_cut90p_tnt1 | 0 | TRUE
60 | prm15_fix_wcost_re3_c2p1_co2_cut90p_tnt1 | 14.5989 | TRUE
61 | prm15_fix_wcost_re3_c2p1_co2_cut90p_tnt1 | 10.9311 | TRUE
62 | prm15_fix_wcost_re3_c2p1_co2_cut90p_tnt1 | 6.8345 | TRUE
63 | prm15_fix_wcost_re3_c2p1_co2_cut90p_tnt1 | 0.62586 | TRUE
64 | prm15_fix_wcost_re3_c2p1_co2_cut90p_tnt1 | 1.7988 | TRUE
65 | prm15_fix_wcost_re3_c2p1_co2_cut90p_tnt1 | 2.7647 | TRUE
66 | prm15_fix_wcost_re3_c2p1_co2_cut90p_tnt1 | 3.8522 | TRUE
67 | prm15_fix_wcost_re3_c2p1_co2_cut90p_tnt1 | 9.2699 | TRUE
68 | prm15_fix_wcost_re3_c2p1_co2_cut90p_tnt1 | 9.5222 | TRUE
69 | prm15_fix_wcost_re3_c2p1_co2_cut90p_tnt1 | 12.2582 | TRUE
70 | prm15_fix_wcost_re3_c2p1_co2_cut90p_tnt1 | 18.8623 | TRUE
71 | prm15_fix_wcost_re3_c2p1_co2_cut90p_tnt1 | 3.2123 | TRUE
0 | prm15_fix_wcost_re3_c2p1_tnt1 | 0 | FALSE
1 | prm15_fix_wcost_re3_c2p1_tnt1 | 0 | FALSE
2 | prm15_fix_wcost_re3_c2p1_tnt1 | 0 | FALSE
3 | prm15_fix_wcost_re3_c2p1_tnt1 | 0 | FALSE
4 | prm15_fix_wcost_re3_c2p1_tnt1 | 0 | FALSE
5 | prm15_fix_wcost_re3_c2p1_tnt1 | 0 | FALSE
6 | prm15_fix_wcost_re3_c2p1_tnt1 | 0 | FALSE
7 | prm15_fix_wcost_re3_c2p1_tnt1 | 0 | FALSE
8 | prm15_fix_wcost_re3_c2p1_tnt1 | 1.907 | FALSE
9 | prm15_fix_wcost_re3_c2p1_tnt1 | 0 | FALSE
10 | prm15_fix_wcost_re3_c2p1_tnt1 | 1.4249 | FALSE
11 | prm15_fix_wcost_re3_c2p1_tnt1 | 0 | FALSE
12 | prm15_fix_wcost_re3_c2p1_tnt1 | 0 | FALSE
13 | prm15_fix_wcost_re3_c2p1_tnt1 | 0 | FALSE
14 | prm15_fix_wcost_re3_c2p1_tnt1 | 0 | FALSE
15 | prm15_fix_wcost_re3_c2p1_tnt1 | 0 | FALSE
16 | prm15_fix_wcost_re3_c2p1_tnt1 | 0 | FALSE
17 | prm15_fix_wcost_re3_c2p1_tnt1 | 0 | FALSE
18 | prm15_fix_wcost_re3_c2p1_tnt1 | 0 | FALSE
19 | prm15_fix_wcost_re3_c2p1_tnt1 | 0 | FALSE
20 | prm15_fix_wcost_re3_c2p1_tnt1 | 0.75718 | FALSE
21 | prm15_fix_wcost_re3_c2p1_tnt1 | 0 | FALSE
22 | prm15_fix_wcost_re3_c2p1_tnt1 | 1.6277 | FALSE
23 | prm15_fix_wcost_re3_c2p1_tnt1 | 0 | FALSE
24 | prm15_fix_wcost_re3_c2p1_tnt1 | 0 | FALSE
25 | prm15_fix_wcost_re3_c2p1_tnt1 | 0 | FALSE
26 | prm15_fix_wcost_re3_c2p1_tnt1 | 0 | FALSE
27 | prm15_fix_wcost_re3_c2p1_tnt1 | 0 | FALSE
28 | prm15_fix_wcost_re3_c2p1_tnt1 | 0 | FALSE
29 | prm15_fix_wcost_re3_c2p1_tnt1 | 0 | FALSE
30 | prm15_fix_wcost_re3_c2p1_tnt1 | 0 | FALSE
31 | prm15_fix_wcost_re3_c2p1_tnt1 | 0 | FALSE
32 | prm15_fix_wcost_re3_c2p1_tnt1 | 0 | FALSE
33 | prm15_fix_wcost_re3_c2p1_tnt1 | 0 | FALSE
34 | prm15_fix_wcost_re3_c2p1_tnt1 | 0.47217 | FALSE
35 | prm15_fix_wcost_re3_c2p1_tnt1 | 0 | FALSE
36 | prm15_fix_wcost_re3_c2p1_tnt1 | 0 | FALSE
37 | prm15_fix_wcost_re3_c2p1_tnt1 | 0.0011103 | FALSE
38 | prm15_fix_wcost_re3_c2p1_tnt1 | 0 | FALSE
39 | prm15_fix_wcost_re3_c2p1_tnt1 | 0 | FALSE
40 | prm15_fix_wcost_re3_c2p1_tnt1 | 0 | FALSE
41 | prm15_fix_wcost_re3_c2p1_tnt1 | 0.00061532 | FALSE
42 | prm15_fix_wcost_re3_c2p1_tnt1 | 0 | FALSE
43 | prm15_fix_wcost_re3_c2p1_tnt1 | 0 | FALSE
44 | prm15_fix_wcost_re3_c2p1_tnt1 | 0 | FALSE
45 | prm15_fix_wcost_re3_c2p1_tnt1 | 0 | FALSE
46 | prm15_fix_wcost_re3_c2p1_tnt1 | 0 | FALSE
47 | prm15_fix_wcost_re3_c2p1_tnt1 | 0 | FALSE
48 | prm15_fix_wcost_re3_c2p1_tnt1 | 0.51327 | FALSE
49 | prm15_fix_wcost_re3_c2p1_tnt1 | 0.10115 | FALSE
50 | prm15_fix_wcost_re3_c2p1_tnt1 | 0.22315 | FALSE
51 | prm15_fix_wcost_re3_c2p1_tnt1 | 0 | FALSE
52 | prm15_fix_wcost_re3_c2p1_tnt1 | 0 | FALSE
53 | prm15_fix_wcost_re3_c2p1_tnt1 | 0.10691 | FALSE
54 | prm15_fix_wcost_re3_c2p1_tnt1 | 0.21735 | FALSE
55 | prm15_fix_wcost_re3_c2p1_tnt1 | 0.64917 | FALSE
56 | prm15_fix_wcost_re3_c2p1_tnt1 | 0.17513 | FALSE
57 | prm15_fix_wcost_re3_c2p1_tnt1 | 0.019308 | FALSE
58 | prm15_fix_wcost_re3_c2p1_tnt1 | 0.0029177 | FALSE
59 | prm15_fix_wcost_re3_c2p1_tnt1 | 0.011783 | FALSE
60 | prm15_fix_wcost_re3_c2p1_tnt1 | 1.6665 | FALSE
61 | prm15_fix_wcost_re3_c2p1_tnt1 | 1.1808 | FALSE
62 | prm15_fix_wcost_re3_c2p1_tnt1 | 1.4203 | FALSE
63 | prm15_fix_wcost_re3_c2p1_tnt1 | 0.11968 | FALSE
64 | prm15_fix_wcost_re3_c2p1_tnt1 | 0.77729 | FALSE
65 | prm15_fix_wcost_re3_c2p1_tnt1 | 1.4369 | FALSE
66 | prm15_fix_wcost_re3_c2p1_tnt1 | 1.863 | FALSE
67 | prm15_fix_wcost_re3_c2p1_tnt1 | 2.4607 | FALSE
68 | prm15_fix_wcost_re3_c2p1_tnt1 | 1.5911 | FALSE
69 | prm15_fix_wcost_re3_c2p1_tnt1 | 0.85363 | FALSE
70 | prm15_fix_wcost_re3_c2p1_tnt1 | 0.68568 | FALSE
71 | prm15_fix_wcost_re3_c2p1_tnt1 | 0.65287 | FALSE
0 | prm15_fix_wcost_re4_c2p1_co2_cut90p_tnt1 | 0 | TRUE
1 | prm15_fix_wcost_re4_c2p1_co2_cut90p_tnt1 | 0 | TRUE
2 | prm15_fix_wcost_re4_c2p1_co2_cut90p_tnt1 | 0 | TRUE
3 | prm15_fix_wcost_re4_c2p1_co2_cut90p_tnt1 | 0 | TRUE
4 | prm15_fix_wcost_re4_c2p1_co2_cut90p_tnt1 | 0 | TRUE
5 | prm15_fix_wcost_re4_c2p1_co2_cut90p_tnt1 | 0.38192 | TRUE
6 | prm15_fix_wcost_re4_c2p1_co2_cut90p_tnt1 | 0 | TRUE
7 | prm15_fix_wcost_re4_c2p1_co2_cut90p_tnt1 | 3.6514 | TRUE
8 | prm15_fix_wcost_re4_c2p1_co2_cut90p_tnt1 | 5.4537 | TRUE
9 | prm15_fix_wcost_re4_c2p1_co2_cut90p_tnt1 | 0.77065 | TRUE
10 | prm15_fix_wcost_re4_c2p1_co2_cut90p_tnt1 | 5.071 | TRUE
11 | prm15_fix_wcost_re4_c2p1_co2_cut90p_tnt1 | 0 | TRUE
12 | prm15_fix_wcost_re4_c2p1_co2_cut90p_tnt1 | 0 | TRUE
13 | prm15_fix_wcost_re4_c2p1_co2_cut90p_tnt1 | 0 | TRUE
14 | prm15_fix_wcost_re4_c2p1_co2_cut90p_tnt1 | 0 | TRUE
15 | prm15_fix_wcost_re4_c2p1_co2_cut90p_tnt1 | 0 | TRUE
16 | prm15_fix_wcost_re4_c2p1_co2_cut90p_tnt1 | 0 | TRUE
17 | prm15_fix_wcost_re4_c2p1_co2_cut90p_tnt1 | 0 | TRUE
18 | prm15_fix_wcost_re4_c2p1_co2_cut90p_tnt1 | 0 | TRUE
19 | prm15_fix_wcost_re4_c2p1_co2_cut90p_tnt1 | 2.7765 | TRUE
20 | prm15_fix_wcost_re4_c2p1_co2_cut90p_tnt1 | 3.8002 | TRUE
21 | prm15_fix_wcost_re4_c2p1_co2_cut90p_tnt1 | 2.0221 | TRUE
22 | prm15_fix_wcost_re4_c2p1_co2_cut90p_tnt1 | 4.8027 | TRUE
23 | prm15_fix_wcost_re4_c2p1_co2_cut90p_tnt1 | 0 | TRUE
24 | prm15_fix_wcost_re4_c2p1_co2_cut90p_tnt1 | 0 | TRUE
25 | prm15_fix_wcost_re4_c2p1_co2_cut90p_tnt1 | 0 | TRUE
26 | prm15_fix_wcost_re4_c2p1_co2_cut90p_tnt1 | 0 | TRUE
27 | prm15_fix_wcost_re4_c2p1_co2_cut90p_tnt1 | 0 | TRUE
28 | prm15_fix_wcost_re4_c2p1_co2_cut90p_tnt1 | 0 | TRUE
29 | prm15_fix_wcost_re4_c2p1_co2_cut90p_tnt1 | 0.15562 | TRUE
30 | prm15_fix_wcost_re4_c2p1_co2_cut90p_tnt1 | 0 | TRUE
31 | prm15_fix_wcost_re4_c2p1_co2_cut90p_tnt1 | 1.2783 | TRUE
32 | prm15_fix_wcost_re4_c2p1_co2_cut90p_tnt1 | 2.0044 | TRUE
33 | prm15_fix_wcost_re4_c2p1_co2_cut90p_tnt1 | 2.3935 | TRUE
34 | prm15_fix_wcost_re4_c2p1_co2_cut90p_tnt1 | 5.267 | TRUE
35 | prm15_fix_wcost_re4_c2p1_co2_cut90p_tnt1 | 0 | TRUE
36 | prm15_fix_wcost_re4_c2p1_co2_cut90p_tnt1 | 0 | TRUE
37 | prm15_fix_wcost_re4_c2p1_co2_cut90p_tnt1 | 0.063335 | TRUE
38 | prm15_fix_wcost_re4_c2p1_co2_cut90p_tnt1 | 0.94779 | TRUE
39 | prm15_fix_wcost_re4_c2p1_co2_cut90p_tnt1 | 0 | TRUE
40 | prm15_fix_wcost_re4_c2p1_co2_cut90p_tnt1 | 0 | TRUE
41 | prm15_fix_wcost_re4_c2p1_co2_cut90p_tnt1 | 1.0323 | TRUE
42 | prm15_fix_wcost_re4_c2p1_co2_cut90p_tnt1 | 2.703 | TRUE
43 | prm15_fix_wcost_re4_c2p1_co2_cut90p_tnt1 | 3.7788 | TRUE
44 | prm15_fix_wcost_re4_c2p1_co2_cut90p_tnt1 | 3.3226 | TRUE
45 | prm15_fix_wcost_re4_c2p1_co2_cut90p_tnt1 | 2.2523 | TRUE
46 | prm15_fix_wcost_re4_c2p1_co2_cut90p_tnt1 | 4.866 | TRUE
47 | prm15_fix_wcost_re4_c2p1_co2_cut90p_tnt1 | 0 | TRUE
48 | prm15_fix_wcost_re4_c2p1_co2_cut90p_tnt1 | 9.9275 | TRUE
49 | prm15_fix_wcost_re4_c2p1_co2_cut90p_tnt1 | 0.58281 | TRUE
50 | prm15_fix_wcost_re4_c2p1_co2_cut90p_tnt1 | 1.2971 | TRUE
51 | prm15_fix_wcost_re4_c2p1_co2_cut90p_tnt1 | 0 | TRUE
52 | prm15_fix_wcost_re4_c2p1_co2_cut90p_tnt1 | 0 | TRUE
53 | prm15_fix_wcost_re4_c2p1_co2_cut90p_tnt1 | 1.727 | TRUE
54 | prm15_fix_wcost_re4_c2p1_co2_cut90p_tnt1 | 6.0005 | TRUE
55 | prm15_fix_wcost_re4_c2p1_co2_cut90p_tnt1 | 8.9288 | TRUE
56 | prm15_fix_wcost_re4_c2p1_co2_cut90p_tnt1 | 6.4742 | TRUE
57 | prm15_fix_wcost_re4_c2p1_co2_cut90p_tnt1 | 10.3751 | TRUE
58 | prm15_fix_wcost_re4_c2p1_co2_cut90p_tnt1 | 3.1587 | TRUE
59 | prm15_fix_wcost_re4_c2p1_co2_cut90p_tnt1 | 0 | TRUE
60 | prm15_fix_wcost_re4_c2p1_co2_cut90p_tnt1 | 15.1808 | TRUE
61 | prm15_fix_wcost_re4_c2p1_co2_cut90p_tnt1 | 13.0316 | TRUE
62 | prm15_fix_wcost_re4_c2p1_co2_cut90p_tnt1 | 9.2742 | TRUE
63 | prm15_fix_wcost_re4_c2p1_co2_cut90p_tnt1 | 1.5268 | TRUE
64 | prm15_fix_wcost_re4_c2p1_co2_cut90p_tnt1 | 0.66422 | TRUE
65 | prm15_fix_wcost_re4_c2p1_co2_cut90p_tnt1 | 2.6595 | TRUE
66 | prm15_fix_wcost_re4_c2p1_co2_cut90p_tnt1 | 3.9027 | TRUE
67 | prm15_fix_wcost_re4_c2p1_co2_cut90p_tnt1 | 7.6538 | TRUE
68 | prm15_fix_wcost_re4_c2p1_co2_cut90p_tnt1 | 8.0346 | TRUE
69 | prm15_fix_wcost_re4_c2p1_co2_cut90p_tnt1 | 10.3415 | TRUE
70 | prm15_fix_wcost_re4_c2p1_co2_cut90p_tnt1 | 18.3069 | TRUE
71 | prm15_fix_wcost_re4_c2p1_co2_cut90p_tnt1 | 3.1067 | TRUE
0 | prm15_fix_wcost_re4_c2p1_tnt1 | 0 | FALSE
1 | prm15_fix_wcost_re4_c2p1_tnt1 | 0 | FALSE
2 | prm15_fix_wcost_re4_c2p1_tnt1 | 0 | FALSE
3 | prm15_fix_wcost_re4_c2p1_tnt1 | 0 | FALSE
4 | prm15_fix_wcost_re4_c2p1_tnt1 | 0 | FALSE
5 | prm15_fix_wcost_re4_c2p1_tnt1 | 0 | FALSE
6 | prm15_fix_wcost_re4_c2p1_tnt1 | 0 | FALSE
7 | prm15_fix_wcost_re4_c2p1_tnt1 | 0 | FALSE
8 | prm15_fix_wcost_re4_c2p1_tnt1 | 1.907 | FALSE
9 | prm15_fix_wcost_re4_c2p1_tnt1 | 0 | FALSE
10 | prm15_fix_wcost_re4_c2p1_tnt1 | 1.6228 | FALSE
11 | prm15_fix_wcost_re4_c2p1_tnt1 | 0 | FALSE
12 | prm15_fix_wcost_re4_c2p1_tnt1 | 0 | FALSE
13 | prm15_fix_wcost_re4_c2p1_tnt1 | 0 | FALSE
14 | prm15_fix_wcost_re4_c2p1_tnt1 | 0 | FALSE
15 | prm15_fix_wcost_re4_c2p1_tnt1 | 0 | FALSE
16 | prm15_fix_wcost_re4_c2p1_tnt1 | 0 | FALSE
17 | prm15_fix_wcost_re4_c2p1_tnt1 | 0 | FALSE
18 | prm15_fix_wcost_re4_c2p1_tnt1 | 0 | FALSE
19 | prm15_fix_wcost_re4_c2p1_tnt1 | 0 | FALSE
20 | prm15_fix_wcost_re4_c2p1_tnt1 | 0.68006 | FALSE
21 | prm15_fix_wcost_re4_c2p1_tnt1 | 0 | FALSE
22 | prm15_fix_wcost_re4_c2p1_tnt1 | 1.6404 | FALSE
23 | prm15_fix_wcost_re4_c2p1_tnt1 | 0 | FALSE
24 | prm15_fix_wcost_re4_c2p1_tnt1 | 0 | FALSE
25 | prm15_fix_wcost_re4_c2p1_tnt1 | 0 | FALSE
26 | prm15_fix_wcost_re4_c2p1_tnt1 | 0 | FALSE
27 | prm15_fix_wcost_re4_c2p1_tnt1 | 0 | FALSE
28 | prm15_fix_wcost_re4_c2p1_tnt1 | 0 | FALSE
29 | prm15_fix_wcost_re4_c2p1_tnt1 | 0 | FALSE
30 | prm15_fix_wcost_re4_c2p1_tnt1 | 0 | FALSE
31 | prm15_fix_wcost_re4_c2p1_tnt1 | 0 | FALSE
32 | prm15_fix_wcost_re4_c2p1_tnt1 | 0 | FALSE
33 | prm15_fix_wcost_re4_c2p1_tnt1 | 0 | FALSE
34 | prm15_fix_wcost_re4_c2p1_tnt1 | 0.48771 | FALSE
35 | prm15_fix_wcost_re4_c2p1_tnt1 | 0 | FALSE
36 | prm15_fix_wcost_re4_c2p1_tnt1 | 0 | FALSE
37 | prm15_fix_wcost_re4_c2p1_tnt1 | 0.0010902 | FALSE
38 | prm15_fix_wcost_re4_c2p1_tnt1 | 0 | FALSE
39 | prm15_fix_wcost_re4_c2p1_tnt1 | 0 | FALSE
40 | prm15_fix_wcost_re4_c2p1_tnt1 | 0 | FALSE
41 | prm15_fix_wcost_re4_c2p1_tnt1 | 0.00061532 | FALSE
42 | prm15_fix_wcost_re4_c2p1_tnt1 | 0 | FALSE
43 | prm15_fix_wcost_re4_c2p1_tnt1 | 0 | FALSE
44 | prm15_fix_wcost_re4_c2p1_tnt1 | 0 | FALSE
45 | prm15_fix_wcost_re4_c2p1_tnt1 | 0 | FALSE
46 | prm15_fix_wcost_re4_c2p1_tnt1 | 0 | FALSE
47 | prm15_fix_wcost_re4_c2p1_tnt1 | 0 | FALSE
48 | prm15_fix_wcost_re4_c2p1_tnt1 | 0.67831 | FALSE
49 | prm15_fix_wcost_re4_c2p1_tnt1 | 0.12446 | FALSE
50 | prm15_fix_wcost_re4_c2p1_tnt1 | 0.31986 | FALSE
51 | prm15_fix_wcost_re4_c2p1_tnt1 | 0 | FALSE
52 | prm15_fix_wcost_re4_c2p1_tnt1 | 0.0029372 | FALSE
53 | prm15_fix_wcost_re4_c2p1_tnt1 | 0.19225 | FALSE
54 | prm15_fix_wcost_re4_c2p1_tnt1 | 0.30995 | FALSE
55 | prm15_fix_wcost_re4_c2p1_tnt1 | 0.85879 | FALSE
56 | prm15_fix_wcost_re4_c2p1_tnt1 | 0.26375 | FALSE
57 | prm15_fix_wcost_re4_c2p1_tnt1 | 0.023526 | FALSE
58 | prm15_fix_wcost_re4_c2p1_tnt1 | 0.00315 | FALSE
59 | prm15_fix_wcost_re4_c2p1_tnt1 | 0.014204 | FALSE
60 | prm15_fix_wcost_re4_c2p1_tnt1 | 0.9611 | FALSE
61 | prm15_fix_wcost_re4_c2p1_tnt1 | 0.41268 | FALSE
62 | prm15_fix_wcost_re4_c2p1_tnt1 | 0.84866 | FALSE
63 | prm15_fix_wcost_re4_c2p1_tnt1 | 0.029511 | FALSE
64 | prm15_fix_wcost_re4_c2p1_tnt1 | 0.0066702 | FALSE
65 | prm15_fix_wcost_re4_c2p1_tnt1 | 0.20979 | FALSE
66 | prm15_fix_wcost_re4_c2p1_tnt1 | 0.49144 | FALSE
67 | prm15_fix_wcost_re4_c2p1_tnt1 | 0.77021 | FALSE
68 | prm15_fix_wcost_re4_c2p1_tnt1 | 0.59218 | FALSE
69 | prm15_fix_wcost_re4_c2p1_tnt1 | 0.20999 | FALSE
70 | prm15_fix_wcost_re4_c2p1_tnt1 | 0.086202 | FALSE
71 | prm15_fix_wcost_re4_c2p1_tnt1 | 0.17324 | FALSE
0 | prm15_fix_wcost_re5_c2p1_co2_cut90p_tnt1 | 0 | TRUE
1 | prm15_fix_wcost_re5_c2p1_co2_cut90p_tnt1 | 0 | TRUE
2 | prm15_fix_wcost_re5_c2p1_co2_cut90p_tnt1 | 0 | TRUE
3 | prm15_fix_wcost_re5_c2p1_co2_cut90p_tnt1 | 0 | TRUE
4 | prm15_fix_wcost_re5_c2p1_co2_cut90p_tnt1 | 0 | TRUE
5 | prm15_fix_wcost_re5_c2p1_co2_cut90p_tnt1 | 0.38047 | TRUE
6 | prm15_fix_wcost_re5_c2p1_co2_cut90p_tnt1 | 0 | TRUE
7 | prm15_fix_wcost_re5_c2p1_co2_cut90p_tnt1 | 2.9818 | TRUE
8 | prm15_fix_wcost_re5_c2p1_co2_cut90p_tnt1 | 5.4502 | TRUE
9 | prm15_fix_wcost_re5_c2p1_co2_cut90p_tnt1 | 1.1444 | TRUE
10 | prm15_fix_wcost_re5_c2p1_co2_cut90p_tnt1 | 5.0162 | TRUE
11 | prm15_fix_wcost_re5_c2p1_co2_cut90p_tnt1 | 0 | TRUE
12 | prm15_fix_wcost_re5_c2p1_co2_cut90p_tnt1 | 0 | TRUE
13 | prm15_fix_wcost_re5_c2p1_co2_cut90p_tnt1 | 0 | TRUE
14 | prm15_fix_wcost_re5_c2p1_co2_cut90p_tnt1 | 0 | TRUE
15 | prm15_fix_wcost_re5_c2p1_co2_cut90p_tnt1 | 0 | TRUE
16 | prm15_fix_wcost_re5_c2p1_co2_cut90p_tnt1 | 0 | TRUE
17 | prm15_fix_wcost_re5_c2p1_co2_cut90p_tnt1 | 0 | TRUE
18 | prm15_fix_wcost_re5_c2p1_co2_cut90p_tnt1 | 0 | TRUE
19 | prm15_fix_wcost_re5_c2p1_co2_cut90p_tnt1 | 2.2701 | TRUE
20 | prm15_fix_wcost_re5_c2p1_co2_cut90p_tnt1 | 3.653 | TRUE
21 | prm15_fix_wcost_re5_c2p1_co2_cut90p_tnt1 | 2.0852 | TRUE
22 | prm15_fix_wcost_re5_c2p1_co2_cut90p_tnt1 | 4.8027 | TRUE
23 | prm15_fix_wcost_re5_c2p1_co2_cut90p_tnt1 | 0 | TRUE
24 | prm15_fix_wcost_re5_c2p1_co2_cut90p_tnt1 | 0 | TRUE
25 | prm15_fix_wcost_re5_c2p1_co2_cut90p_tnt1 | 0 | TRUE
26 | prm15_fix_wcost_re5_c2p1_co2_cut90p_tnt1 | 0 | TRUE
27 | prm15_fix_wcost_re5_c2p1_co2_cut90p_tnt1 | 0 | TRUE
28 | prm15_fix_wcost_re5_c2p1_co2_cut90p_tnt1 | 0 | TRUE
29 | prm15_fix_wcost_re5_c2p1_co2_cut90p_tnt1 | 0 | TRUE
30 | prm15_fix_wcost_re5_c2p1_co2_cut90p_tnt1 | 0 | TRUE
31 | prm15_fix_wcost_re5_c2p1_co2_cut90p_tnt1 | 0 | TRUE
32 | prm15_fix_wcost_re5_c2p1_co2_cut90p_tnt1 | 2.5243 | TRUE
33 | prm15_fix_wcost_re5_c2p1_co2_cut90p_tnt1 | 1.5656 | TRUE
34 | prm15_fix_wcost_re5_c2p1_co2_cut90p_tnt1 | 4.8028 | TRUE
35 | prm15_fix_wcost_re5_c2p1_co2_cut90p_tnt1 | 0 | TRUE
36 | prm15_fix_wcost_re5_c2p1_co2_cut90p_tnt1 | 0 | TRUE
37 | prm15_fix_wcost_re5_c2p1_co2_cut90p_tnt1 | 0.057167 | TRUE
38 | prm15_fix_wcost_re5_c2p1_co2_cut90p_tnt1 | 0.55094 | TRUE
39 | prm15_fix_wcost_re5_c2p1_co2_cut90p_tnt1 | 0 | TRUE
40 | prm15_fix_wcost_re5_c2p1_co2_cut90p_tnt1 | 0 | TRUE
41 | prm15_fix_wcost_re5_c2p1_co2_cut90p_tnt1 | 0.73431 | TRUE
42 | prm15_fix_wcost_re5_c2p1_co2_cut90p_tnt1 | 2.6811 | TRUE
43 | prm15_fix_wcost_re5_c2p1_co2_cut90p_tnt1 | 3.6272 | TRUE
44 | prm15_fix_wcost_re5_c2p1_co2_cut90p_tnt1 | 3.0539 | TRUE
45 | prm15_fix_wcost_re5_c2p1_co2_cut90p_tnt1 | 1.9717 | TRUE
46 | prm15_fix_wcost_re5_c2p1_co2_cut90p_tnt1 | 4.8496 | TRUE
47 | prm15_fix_wcost_re5_c2p1_co2_cut90p_tnt1 | 0 | TRUE
48 | prm15_fix_wcost_re5_c2p1_co2_cut90p_tnt1 | 5.6813 | TRUE
49 | prm15_fix_wcost_re5_c2p1_co2_cut90p_tnt1 | 0.43432 | TRUE
50 | prm15_fix_wcost_re5_c2p1_co2_cut90p_tnt1 | 1.9285 | TRUE
51 | prm15_fix_wcost_re5_c2p1_co2_cut90p_tnt1 | 0 | TRUE
52 | prm15_fix_wcost_re5_c2p1_co2_cut90p_tnt1 | 0 | TRUE
53 | prm15_fix_wcost_re5_c2p1_co2_cut90p_tnt1 | 1.4823 | TRUE
54 | prm15_fix_wcost_re5_c2p1_co2_cut90p_tnt1 | 5.2776 | TRUE
55 | prm15_fix_wcost_re5_c2p1_co2_cut90p_tnt1 | 7.466 | TRUE
56 | prm15_fix_wcost_re5_c2p1_co2_cut90p_tnt1 | 6.5196 | TRUE
57 | prm15_fix_wcost_re5_c2p1_co2_cut90p_tnt1 | 8.1797 | TRUE
58 | prm15_fix_wcost_re5_c2p1_co2_cut90p_tnt1 | 8.4378 | TRUE
59 | prm15_fix_wcost_re5_c2p1_co2_cut90p_tnt1 | 0 | TRUE
60 | prm15_fix_wcost_re5_c2p1_co2_cut90p_tnt1 | 13.5029 | TRUE
61 | prm15_fix_wcost_re5_c2p1_co2_cut90p_tnt1 | 10.7936 | TRUE
62 | prm15_fix_wcost_re5_c2p1_co2_cut90p_tnt1 | 7.2433 | TRUE
63 | prm15_fix_wcost_re5_c2p1_co2_cut90p_tnt1 | 1.2582 | TRUE
64 | prm15_fix_wcost_re5_c2p1_co2_cut90p_tnt1 | 1.4248 | TRUE
65 | prm15_fix_wcost_re5_c2p1_co2_cut90p_tnt1 | 2.3817 | TRUE
66 | prm15_fix_wcost_re5_c2p1_co2_cut90p_tnt1 | 3.1514 | TRUE
67 | prm15_fix_wcost_re5_c2p1_co2_cut90p_tnt1 | 7.1776 | TRUE
68 | prm15_fix_wcost_re5_c2p1_co2_cut90p_tnt1 | 7.1096 | TRUE
69 | prm15_fix_wcost_re5_c2p1_co2_cut90p_tnt1 | 8.9414 | TRUE
70 | prm15_fix_wcost_re5_c2p1_co2_cut90p_tnt1 | 16.2303 | TRUE
71 | prm15_fix_wcost_re5_c2p1_co2_cut90p_tnt1 | 3.0915 | TRUE
0 | prm15_fix_wcost_re5_c2p1_tnt1 | 0 | FALSE
1 | prm15_fix_wcost_re5_c2p1_tnt1 | 0 | FALSE
2 | prm15_fix_wcost_re5_c2p1_tnt1 | 0 | FALSE
3 | prm15_fix_wcost_re5_c2p1_tnt1 | 0 | FALSE
4 | prm15_fix_wcost_re5_c2p1_tnt1 | 0 | FALSE
5 | prm15_fix_wcost_re5_c2p1_tnt1 | 0 | FALSE
6 | prm15_fix_wcost_re5_c2p1_tnt1 | 0 | FALSE
7 | prm15_fix_wcost_re5_c2p1_tnt1 | 0 | FALSE
8 | prm15_fix_wcost_re5_c2p1_tnt1 | 1.907 | FALSE
9 | prm15_fix_wcost_re5_c2p1_tnt1 | 0 | FALSE
10 | prm15_fix_wcost_re5_c2p1_tnt1 | 1.7175 | FALSE
11 | prm15_fix_wcost_re5_c2p1_tnt1 | 0 | FALSE
12 | prm15_fix_wcost_re5_c2p1_tnt1 | 0 | FALSE
13 | prm15_fix_wcost_re5_c2p1_tnt1 | 0 | FALSE
14 | prm15_fix_wcost_re5_c2p1_tnt1 | 0 | FALSE
15 | prm15_fix_wcost_re5_c2p1_tnt1 | 0 | FALSE
16 | prm15_fix_wcost_re5_c2p1_tnt1 | 0 | FALSE
17 | prm15_fix_wcost_re5_c2p1_tnt1 | 0 | FALSE
18 | prm15_fix_wcost_re5_c2p1_tnt1 | 0 | FALSE
19 | prm15_fix_wcost_re5_c2p1_tnt1 | 0 | FALSE
20 | prm15_fix_wcost_re5_c2p1_tnt1 | 0.64671 | FALSE
21 | prm15_fix_wcost_re5_c2p1_tnt1 | 0 | FALSE
22 | prm15_fix_wcost_re5_c2p1_tnt1 | 1.6404 | FALSE
23 | prm15_fix_wcost_re5_c2p1_tnt1 | 0 | FALSE
24 | prm15_fix_wcost_re5_c2p1_tnt1 | 0 | FALSE
25 | prm15_fix_wcost_re5_c2p1_tnt1 | 0 | FALSE
26 | prm15_fix_wcost_re5_c2p1_tnt1 | 0 | FALSE
27 | prm15_fix_wcost_re5_c2p1_tnt1 | 0 | FALSE
28 | prm15_fix_wcost_re5_c2p1_tnt1 | 0 | FALSE
29 | prm15_fix_wcost_re5_c2p1_tnt1 | 0 | FALSE
30 | prm15_fix_wcost_re5_c2p1_tnt1 | 0 | FALSE
31 | prm15_fix_wcost_re5_c2p1_tnt1 | 0 | FALSE
32 | prm15_fix_wcost_re5_c2p1_tnt1 | 0 | FALSE
33 | prm15_fix_wcost_re5_c2p1_tnt1 | 0 | FALSE
34 | prm15_fix_wcost_re5_c2p1_tnt1 | 0.65213 | FALSE
35 | prm15_fix_wcost_re5_c2p1_tnt1 | 0 | FALSE
36 | prm15_fix_wcost_re5_c2p1_tnt1 | 0 | FALSE
37 | prm15_fix_wcost_re5_c2p1_tnt1 | 0 | FALSE
38 | prm15_fix_wcost_re5_c2p1_tnt1 | 0 | FALSE
39 | prm15_fix_wcost_re5_c2p1_tnt1 | 0 | FALSE
40 | prm15_fix_wcost_re5_c2p1_tnt1 | 0 | FALSE
41 | prm15_fix_wcost_re5_c2p1_tnt1 | 0 | FALSE
42 | prm15_fix_wcost_re5_c2p1_tnt1 | 0 | FALSE
43 | prm15_fix_wcost_re5_c2p1_tnt1 | 0 | FALSE
44 | prm15_fix_wcost_re5_c2p1_tnt1 | 0 | FALSE
45 | prm15_fix_wcost_re5_c2p1_tnt1 | 0 | FALSE
46 | prm15_fix_wcost_re5_c2p1_tnt1 | 0 | FALSE
47 | prm15_fix_wcost_re5_c2p1_tnt1 | 0 | FALSE
48 | prm15_fix_wcost_re5_c2p1_tnt1 | 0.78499 | FALSE
49 | prm15_fix_wcost_re5_c2p1_tnt1 | 0.11852 | FALSE
50 | prm15_fix_wcost_re5_c2p1_tnt1 | 0.42377 | FALSE
51 | prm15_fix_wcost_re5_c2p1_tnt1 | 0 | FALSE
52 | prm15_fix_wcost_re5_c2p1_tnt1 | 0 | FALSE
53 | prm15_fix_wcost_re5_c2p1_tnt1 | 0.01483 | FALSE
54 | prm15_fix_wcost_re5_c2p1_tnt1 | 0.085798 | FALSE
55 | prm15_fix_wcost_re5_c2p1_tnt1 | 0.76903 | FALSE
56 | prm15_fix_wcost_re5_c2p1_tnt1 | 0.29998 | FALSE
57 | prm15_fix_wcost_re5_c2p1_tnt1 | 0.026783 | FALSE
58 | prm15_fix_wcost_re5_c2p1_tnt1 | 0.0033271 | FALSE
59 | prm15_fix_wcost_re5_c2p1_tnt1 | 0.01949 | FALSE
60 | prm15_fix_wcost_re5_c2p1_tnt1 | 0.83513 | FALSE
61 | prm15_fix_wcost_re5_c2p1_tnt1 | 0.30633 | FALSE
62 | prm15_fix_wcost_re5_c2p1_tnt1 | 0.87418 | FALSE
63 | prm15_fix_wcost_re5_c2p1_tnt1 | 0.0044693 | FALSE
64 | prm15_fix_wcost_re5_c2p1_tnt1 | 0 | FALSE
65 | prm15_fix_wcost_re5_c2p1_tnt1 | 0.053363 | FALSE
66 | prm15_fix_wcost_re5_c2p1_tnt1 | 0.27319 | FALSE
67 | prm15_fix_wcost_re5_c2p1_tnt1 | 0.3663 | FALSE
68 | prm15_fix_wcost_re5_c2p1_tnt1 | 0.41445 | FALSE
69 | prm15_fix_wcost_re5_c2p1_tnt1 | 0.098939 | FALSE
70 | prm15_fix_wcost_re5_c2p1_tnt1 | 0.031644 | FALSE
71 | prm15_fix_wcost_re5_c2p1_tnt1 | 0.097964 | FALSE
0 | prm15_fix_wcost_re6_c2p1_co2_cut90p_tnt1 | 0 | TRUE
1 | prm15_fix_wcost_re6_c2p1_co2_cut90p_tnt1 | 0 | TRUE
2 | prm15_fix_wcost_re6_c2p1_co2_cut90p_tnt1 | 0 | TRUE
3 | prm15_fix_wcost_re6_c2p1_co2_cut90p_tnt1 | 0 | TRUE
4 | prm15_fix_wcost_re6_c2p1_co2_cut90p_tnt1 | 0 | TRUE
5 | prm15_fix_wcost_re6_c2p1_co2_cut90p_tnt1 | 0.45502 | TRUE
6 | prm15_fix_wcost_re6_c2p1_co2_cut90p_tnt1 | 0 | TRUE
7 | prm15_fix_wcost_re6_c2p1_co2_cut90p_tnt1 | 1.8603 | TRUE
8 | prm15_fix_wcost_re6_c2p1_co2_cut90p_tnt1 | 5.5545 | TRUE
9 | prm15_fix_wcost_re6_c2p1_co2_cut90p_tnt1 | 1.4548 | TRUE
10 | prm15_fix_wcost_re6_c2p1_co2_cut90p_tnt1 | 4.2186 | TRUE
11 | prm15_fix_wcost_re6_c2p1_co2_cut90p_tnt1 | 0 | TRUE
12 | prm15_fix_wcost_re6_c2p1_co2_cut90p_tnt1 | 0 | TRUE
13 | prm15_fix_wcost_re6_c2p1_co2_cut90p_tnt1 | 0 | TRUE
14 | prm15_fix_wcost_re6_c2p1_co2_cut90p_tnt1 | 0 | TRUE
15 | prm15_fix_wcost_re6_c2p1_co2_cut90p_tnt1 | 0 | TRUE
16 | prm15_fix_wcost_re6_c2p1_co2_cut90p_tnt1 | 0 | TRUE
17 | prm15_fix_wcost_re6_c2p1_co2_cut90p_tnt1 | 0 | TRUE
18 | prm15_fix_wcost_re6_c2p1_co2_cut90p_tnt1 | 0 | TRUE
19 | prm15_fix_wcost_re6_c2p1_co2_cut90p_tnt1 | 2.8403 | TRUE
20 | prm15_fix_wcost_re6_c2p1_co2_cut90p_tnt1 | 3.297 | TRUE
21 | prm15_fix_wcost_re6_c2p1_co2_cut90p_tnt1 | 1.4783 | TRUE
22 | prm15_fix_wcost_re6_c2p1_co2_cut90p_tnt1 | 4.8304 | TRUE
23 | prm15_fix_wcost_re6_c2p1_co2_cut90p_tnt1 | 0 | TRUE
24 | prm15_fix_wcost_re6_c2p1_co2_cut90p_tnt1 | 0 | TRUE
25 | prm15_fix_wcost_re6_c2p1_co2_cut90p_tnt1 | 0 | TRUE
26 | prm15_fix_wcost_re6_c2p1_co2_cut90p_tnt1 | 0 | TRUE
27 | prm15_fix_wcost_re6_c2p1_co2_cut90p_tnt1 | 0 | TRUE
28 | prm15_fix_wcost_re6_c2p1_co2_cut90p_tnt1 | 0 | TRUE
29 | prm15_fix_wcost_re6_c2p1_co2_cut90p_tnt1 | 0 | TRUE
30 | prm15_fix_wcost_re6_c2p1_co2_cut90p_tnt1 | 0 | TRUE
31 | prm15_fix_wcost_re6_c2p1_co2_cut90p_tnt1 | 0 | TRUE
32 | prm15_fix_wcost_re6_c2p1_co2_cut90p_tnt1 | 3.0589 | TRUE
33 | prm15_fix_wcost_re6_c2p1_co2_cut90p_tnt1 | 1.8042 | TRUE
34 | prm15_fix_wcost_re6_c2p1_co2_cut90p_tnt1 | 4.066 | TRUE
35 | prm15_fix_wcost_re6_c2p1_co2_cut90p_tnt1 | 0 | TRUE
36 | prm15_fix_wcost_re6_c2p1_co2_cut90p_tnt1 | 0 | TRUE
37 | prm15_fix_wcost_re6_c2p1_co2_cut90p_tnt1 | 0.28798 | TRUE
38 | prm15_fix_wcost_re6_c2p1_co2_cut90p_tnt1 | 0.55765 | TRUE
39 | prm15_fix_wcost_re6_c2p1_co2_cut90p_tnt1 | 0 | TRUE
40 | prm15_fix_wcost_re6_c2p1_co2_cut90p_tnt1 | 0 | TRUE
41 | prm15_fix_wcost_re6_c2p1_co2_cut90p_tnt1 | 0.53814 | TRUE
42 | prm15_fix_wcost_re6_c2p1_co2_cut90p_tnt1 | 2.3919 | TRUE
43 | prm15_fix_wcost_re6_c2p1_co2_cut90p_tnt1 | 3.1842 | TRUE
44 | prm15_fix_wcost_re6_c2p1_co2_cut90p_tnt1 | 2.2276 | TRUE
45 | prm15_fix_wcost_re6_c2p1_co2_cut90p_tnt1 | 1.7497 | TRUE
46 | prm15_fix_wcost_re6_c2p1_co2_cut90p_tnt1 | 4.8594 | TRUE
47 | prm15_fix_wcost_re6_c2p1_co2_cut90p_tnt1 | 0 | TRUE
48 | prm15_fix_wcost_re6_c2p1_co2_cut90p_tnt1 | 2.9356 | TRUE
49 | prm15_fix_wcost_re6_c2p1_co2_cut90p_tnt1 | 0.13814 | TRUE
50 | prm15_fix_wcost_re6_c2p1_co2_cut90p_tnt1 | 2.0245 | TRUE
51 | prm15_fix_wcost_re6_c2p1_co2_cut90p_tnt1 | 0 | TRUE
52 | prm15_fix_wcost_re6_c2p1_co2_cut90p_tnt1 | 0 | TRUE
53 | prm15_fix_wcost_re6_c2p1_co2_cut90p_tnt1 | 1.1553 | TRUE
54 | prm15_fix_wcost_re6_c2p1_co2_cut90p_tnt1 | 3.1942 | TRUE
55 | prm15_fix_wcost_re6_c2p1_co2_cut90p_tnt1 | 4.8125 | TRUE
56 | prm15_fix_wcost_re6_c2p1_co2_cut90p_tnt1 | 5.7022 | TRUE
57 | prm15_fix_wcost_re6_c2p1_co2_cut90p_tnt1 | 6.063 | TRUE
58 | prm15_fix_wcost_re6_c2p1_co2_cut90p_tnt1 | 9.9396 | TRUE
59 | prm15_fix_wcost_re6_c2p1_co2_cut90p_tnt1 | 0 | TRUE
60 | prm15_fix_wcost_re6_c2p1_co2_cut90p_tnt1 | 13.4773 | TRUE
61 | prm15_fix_wcost_re6_c2p1_co2_cut90p_tnt1 | 10.5822 | TRUE
62 | prm15_fix_wcost_re6_c2p1_co2_cut90p_tnt1 | 7.9379 | TRUE
63 | prm15_fix_wcost_re6_c2p1_co2_cut90p_tnt1 | 1.0366 | TRUE
64 | prm15_fix_wcost_re6_c2p1_co2_cut90p_tnt1 | 1.9184 | TRUE
65 | prm15_fix_wcost_re6_c2p1_co2_cut90p_tnt1 | 1.2243 | TRUE
66 | prm15_fix_wcost_re6_c2p1_co2_cut90p_tnt1 | 3.0806 | TRUE
67 | prm15_fix_wcost_re6_c2p1_co2_cut90p_tnt1 | 6.4692 | TRUE
68 | prm15_fix_wcost_re6_c2p1_co2_cut90p_tnt1 | 4.6958 | TRUE
69 | prm15_fix_wcost_re6_c2p1_co2_cut90p_tnt1 | 8.3412 | TRUE
70 | prm15_fix_wcost_re6_c2p1_co2_cut90p_tnt1 | 15.6638 | TRUE
71 | prm15_fix_wcost_re6_c2p1_co2_cut90p_tnt1 | 2.9777 | TRUE
0 | prm15_fix_wcost_re6_c2p1_tnt1 | 0 | FALSE
1 | prm15_fix_wcost_re6_c2p1_tnt1 | 0 | FALSE
2 | prm15_fix_wcost_re6_c2p1_tnt1 | 0 | FALSE
3 | prm15_fix_wcost_re6_c2p1_tnt1 | 0 | FALSE
4 | prm15_fix_wcost_re6_c2p1_tnt1 | 0 | FALSE
5 | prm15_fix_wcost_re6_c2p1_tnt1 | 0 | FALSE
6 | prm15_fix_wcost_re6_c2p1_tnt1 | 0 | FALSE
7 | prm15_fix_wcost_re6_c2p1_tnt1 | 0 | FALSE
8 | prm15_fix_wcost_re6_c2p1_tnt1 | 1.907 | FALSE
9 | prm15_fix_wcost_re6_c2p1_tnt1 | 0 | FALSE
10 | prm15_fix_wcost_re6_c2p1_tnt1 | 2.132 | FALSE
11 | prm15_fix_wcost_re6_c2p1_tnt1 | 0 | FALSE
12 | prm15_fix_wcost_re6_c2p1_tnt1 | 0 | FALSE
13 | prm15_fix_wcost_re6_c2p1_tnt1 | 0 | FALSE
14 | prm15_fix_wcost_re6_c2p1_tnt1 | 0 | FALSE
15 | prm15_fix_wcost_re6_c2p1_tnt1 | 0 | FALSE
16 | prm15_fix_wcost_re6_c2p1_tnt1 | 0 | FALSE
17 | prm15_fix_wcost_re6_c2p1_tnt1 | 0 | FALSE
18 | prm15_fix_wcost_re6_c2p1_tnt1 | 0 | FALSE
19 | prm15_fix_wcost_re6_c2p1_tnt1 | 0 | FALSE
20 | prm15_fix_wcost_re6_c2p1_tnt1 | 0.41315 | FALSE
21 | prm15_fix_wcost_re6_c2p1_tnt1 | 0 | FALSE
22 | prm15_fix_wcost_re6_c2p1_tnt1 | 1.6404 | FALSE
23 | prm15_fix_wcost_re6_c2p1_tnt1 | 0 | FALSE
24 | prm15_fix_wcost_re6_c2p1_tnt1 | 0 | FALSE
25 | prm15_fix_wcost_re6_c2p1_tnt1 | 0 | FALSE
26 | prm15_fix_wcost_re6_c2p1_tnt1 | 0 | FALSE
27 | prm15_fix_wcost_re6_c2p1_tnt1 | 0 | FALSE
28 | prm15_fix_wcost_re6_c2p1_tnt1 | 0 | FALSE
29 | prm15_fix_wcost_re6_c2p1_tnt1 | 0 | FALSE
30 | prm15_fix_wcost_re6_c2p1_tnt1 | 0 | FALSE
31 | prm15_fix_wcost_re6_c2p1_tnt1 | 0 | FALSE
32 | prm15_fix_wcost_re6_c2p1_tnt1 | 0 | FALSE
33 | prm15_fix_wcost_re6_c2p1_tnt1 | 0 | FALSE
34 | prm15_fix_wcost_re6_c2p1_tnt1 | 0.91432 | FALSE
35 | prm15_fix_wcost_re6_c2p1_tnt1 | 0 | FALSE
36 | prm15_fix_wcost_re6_c2p1_tnt1 | 0 | FALSE
37 | prm15_fix_wcost_re6_c2p1_tnt1 | 0 | FALSE
38 | prm15_fix_wcost_re6_c2p1_tnt1 | 0 | FALSE
39 | prm15_fix_wcost_re6_c2p1_tnt1 | 0 | FALSE
40 | prm15_fix_wcost_re6_c2p1_tnt1 | 0 | FALSE
41 | prm15_fix_wcost_re6_c2p1_tnt1 | 0 | FALSE
42 | prm15_fix_wcost_re6_c2p1_tnt1 | 0 | FALSE
43 | prm15_fix_wcost_re6_c2p1_tnt1 | 0 | FALSE
44 | prm15_fix_wcost_re6_c2p1_tnt1 | 0 | FALSE
45 | prm15_fix_wcost_re6_c2p1_tnt1 | 0 | FALSE
46 | prm15_fix_wcost_re6_c2p1_tnt1 | 0 | FALSE
47 | prm15_fix_wcost_re6_c2p1_tnt1 | 0 | FALSE
48 | prm15_fix_wcost_re6_c2p1_tnt1 | 0.87209 | FALSE
49 | prm15_fix_wcost_re6_c2p1_tnt1 | 0.16736 | FALSE
50 | prm15_fix_wcost_re6_c2p1_tnt1 | 0.51966 | FALSE
51 | prm15_fix_wcost_re6_c2p1_tnt1 | 0 | FALSE
52 | prm15_fix_wcost_re6_c2p1_tnt1 | 0 | FALSE
53 | prm15_fix_wcost_re6_c2p1_tnt1 | 0.015176 | FALSE
54 | prm15_fix_wcost_re6_c2p1_tnt1 | 0.11717 | FALSE
55 | prm15_fix_wcost_re6_c2p1_tnt1 | 0.84395 | FALSE
56 | prm15_fix_wcost_re6_c2p1_tnt1 | 0.36258 | FALSE
57 | prm15_fix_wcost_re6_c2p1_tnt1 | 0.039149 | FALSE
58 | prm15_fix_wcost_re6_c2p1_tnt1 | 0.0035082 | FALSE
59 | prm15_fix_wcost_re6_c2p1_tnt1 | 0.027312 | FALSE
60 | prm15_fix_wcost_re6_c2p1_tnt1 | 0.64811 | FALSE
61 | prm15_fix_wcost_re6_c2p1_tnt1 | 0.22704 | FALSE
62 | prm15_fix_wcost_re6_c2p1_tnt1 | 0.81852 | FALSE
63 | prm15_fix_wcost_re6_c2p1_tnt1 | 0 | FALSE
64 | prm15_fix_wcost_re6_c2p1_tnt1 | 0 | FALSE
65 | prm15_fix_wcost_re6_c2p1_tnt1 | 0.004677 | FALSE
66 | prm15_fix_wcost_re6_c2p1_tnt1 | 0.14807 | FALSE
67 | prm15_fix_wcost_re6_c2p1_tnt1 | 0.025117 | FALSE
68 | prm15_fix_wcost_re6_c2p1_tnt1 | 0.27298 | FALSE
69 | prm15_fix_wcost_re6_c2p1_tnt1 | 0.037033 | FALSE
70 | prm15_fix_wcost_re6_c2p1_tnt1 | 0.0081132 | FALSE
71 | prm15_fix_wcost_re6_c2p1_tnt1 | 0.044097 | FALSE
0 | prm15_fix_wcost_re7_c2p1_co2_cut90p_tnt1 | 0 | TRUE
1 | prm15_fix_wcost_re7_c2p1_co2_cut90p_tnt1 | 0 | TRUE
2 | prm15_fix_wcost_re7_c2p1_co2_cut90p_tnt1 | 0 | TRUE
3 | prm15_fix_wcost_re7_c2p1_co2_cut90p_tnt1 | 0 | TRUE
4 | prm15_fix_wcost_re7_c2p1_co2_cut90p_tnt1 | 0 | TRUE
5 | prm15_fix_wcost_re7_c2p1_co2_cut90p_tnt1 | 0.38565 | TRUE
6 | prm15_fix_wcost_re7_c2p1_co2_cut90p_tnt1 | 0 | TRUE
7 | prm15_fix_wcost_re7_c2p1_co2_cut90p_tnt1 | 2.8328 | TRUE
8 | prm15_fix_wcost_re7_c2p1_co2_cut90p_tnt1 | 5.4536 | TRUE
9 | prm15_fix_wcost_re7_c2p1_co2_cut90p_tnt1 | 0.45931 | TRUE
10 | prm15_fix_wcost_re7_c2p1_co2_cut90p_tnt1 | 5.1697 | TRUE
11 | prm15_fix_wcost_re7_c2p1_co2_cut90p_tnt1 | 0 | TRUE
12 | prm15_fix_wcost_re7_c2p1_co2_cut90p_tnt1 | 0 | TRUE
13 | prm15_fix_wcost_re7_c2p1_co2_cut90p_tnt1 | 0 | TRUE
14 | prm15_fix_wcost_re7_c2p1_co2_cut90p_tnt1 | 0 | TRUE
15 | prm15_fix_wcost_re7_c2p1_co2_cut90p_tnt1 | 0 | TRUE
16 | prm15_fix_wcost_re7_c2p1_co2_cut90p_tnt1 | 0 | TRUE
17 | prm15_fix_wcost_re7_c2p1_co2_cut90p_tnt1 | 0 | TRUE
18 | prm15_fix_wcost_re7_c2p1_co2_cut90p_tnt1 | 0 | TRUE
19 | prm15_fix_wcost_re7_c2p1_co2_cut90p_tnt1 | 2.0651 | TRUE
20 | prm15_fix_wcost_re7_c2p1_co2_cut90p_tnt1 | 3.9896 | TRUE
21 | prm15_fix_wcost_re7_c2p1_co2_cut90p_tnt1 | 1.6323 | TRUE
22 | prm15_fix_wcost_re7_c2p1_co2_cut90p_tnt1 | 5.0118 | TRUE
23 | prm15_fix_wcost_re7_c2p1_co2_cut90p_tnt1 | 0 | TRUE
24 | prm15_fix_wcost_re7_c2p1_co2_cut90p_tnt1 | 0 | TRUE
25 | prm15_fix_wcost_re7_c2p1_co2_cut90p_tnt1 | 0 | TRUE
26 | prm15_fix_wcost_re7_c2p1_co2_cut90p_tnt1 | 0 | TRUE
27 | prm15_fix_wcost_re7_c2p1_co2_cut90p_tnt1 | 0 | TRUE
28 | prm15_fix_wcost_re7_c2p1_co2_cut90p_tnt1 | 0 | TRUE
29 | prm15_fix_wcost_re7_c2p1_co2_cut90p_tnt1 | 0 | TRUE
30 | prm15_fix_wcost_re7_c2p1_co2_cut90p_tnt1 | 0 | TRUE
31 | prm15_fix_wcost_re7_c2p1_co2_cut90p_tnt1 | 0 | TRUE
32 | prm15_fix_wcost_re7_c2p1_co2_cut90p_tnt1 | 2.9905 | TRUE
33 | prm15_fix_wcost_re7_c2p1_co2_cut90p_tnt1 | 1.972 | TRUE
34 | prm15_fix_wcost_re7_c2p1_co2_cut90p_tnt1 | 3.5754 | TRUE
35 | prm15_fix_wcost_re7_c2p1_co2_cut90p_tnt1 | 0 | TRUE
36 | prm15_fix_wcost_re7_c2p1_co2_cut90p_tnt1 | 0 | TRUE
37 | prm15_fix_wcost_re7_c2p1_co2_cut90p_tnt1 | 0.054649 | TRUE
38 | prm15_fix_wcost_re7_c2p1_co2_cut90p_tnt1 | 0.45274 | TRUE
39 | prm15_fix_wcost_re7_c2p1_co2_cut90p_tnt1 | 0 | TRUE
40 | prm15_fix_wcost_re7_c2p1_co2_cut90p_tnt1 | 0 | TRUE
41 | prm15_fix_wcost_re7_c2p1_co2_cut90p_tnt1 | 0.53453 | TRUE
42 | prm15_fix_wcost_re7_c2p1_co2_cut90p_tnt1 | 2.4115 | TRUE
43 | prm15_fix_wcost_re7_c2p1_co2_cut90p_tnt1 | 3.1574 | TRUE
44 | prm15_fix_wcost_re7_c2p1_co2_cut90p_tnt1 | 2.6251 | TRUE
45 | prm15_fix_wcost_re7_c2p1_co2_cut90p_tnt1 | 1.8395 | TRUE
46 | prm15_fix_wcost_re7_c2p1_co2_cut90p_tnt1 | 4.91 | TRUE
47 | prm15_fix_wcost_re7_c2p1_co2_cut90p_tnt1 | 0 | TRUE
48 | prm15_fix_wcost_re7_c2p1_co2_cut90p_tnt1 | 8.2772 | TRUE
49 | prm15_fix_wcost_re7_c2p1_co2_cut90p_tnt1 | 2.3971 | TRUE
50 | prm15_fix_wcost_re7_c2p1_co2_cut90p_tnt1 | 1.4983 | TRUE
51 | prm15_fix_wcost_re7_c2p1_co2_cut90p_tnt1 | 0 | TRUE
52 | prm15_fix_wcost_re7_c2p1_co2_cut90p_tnt1 | 0 | TRUE
53 | prm15_fix_wcost_re7_c2p1_co2_cut90p_tnt1 | 1.2329 | TRUE
54 | prm15_fix_wcost_re7_c2p1_co2_cut90p_tnt1 | 4.0788 | TRUE
55 | prm15_fix_wcost_re7_c2p1_co2_cut90p_tnt1 | 6.0967 | TRUE
56 | prm15_fix_wcost_re7_c2p1_co2_cut90p_tnt1 | 5.8379 | TRUE
57 | prm15_fix_wcost_re7_c2p1_co2_cut90p_tnt1 | 6.5394 | TRUE
58 | prm15_fix_wcost_re7_c2p1_co2_cut90p_tnt1 | 3.85 | TRUE
59 | prm15_fix_wcost_re7_c2p1_co2_cut90p_tnt1 | 0 | TRUE
60 | prm15_fix_wcost_re7_c2p1_co2_cut90p_tnt1 | 13.0091 | TRUE
61 | prm15_fix_wcost_re7_c2p1_co2_cut90p_tnt1 | 10.9292 | TRUE
62 | prm15_fix_wcost_re7_c2p1_co2_cut90p_tnt1 | 7.5966 | TRUE
63 | prm15_fix_wcost_re7_c2p1_co2_cut90p_tnt1 | 0.51419 | TRUE
64 | prm15_fix_wcost_re7_c2p1_co2_cut90p_tnt1 | 1.685 | TRUE
65 | prm15_fix_wcost_re7_c2p1_co2_cut90p_tnt1 | 2.086 | TRUE
66 | prm15_fix_wcost_re7_c2p1_co2_cut90p_tnt1 | 3.0337 | TRUE
67 | prm15_fix_wcost_re7_c2p1_co2_cut90p_tnt1 | 6.3357 | TRUE
68 | prm15_fix_wcost_re7_c2p1_co2_cut90p_tnt1 | 6.1022 | TRUE
69 | prm15_fix_wcost_re7_c2p1_co2_cut90p_tnt1 | 7.8993 | TRUE
70 | prm15_fix_wcost_re7_c2p1_co2_cut90p_tnt1 | 15.2574 | TRUE
71 | prm15_fix_wcost_re7_c2p1_co2_cut90p_tnt1 | 3.0531 | TRUE
0 | prm15_fix_wcost_re7_c2p1_tnt1 | 0 | FALSE
1 | prm15_fix_wcost_re7_c2p1_tnt1 | 0 | FALSE
2 | prm15_fix_wcost_re7_c2p1_tnt1 | 0 | FALSE
3 | prm15_fix_wcost_re7_c2p1_tnt1 | 0 | FALSE
4 | prm15_fix_wcost_re7_c2p1_tnt1 | 0 | FALSE
5 | prm15_fix_wcost_re7_c2p1_tnt1 | 0 | FALSE
6 | prm15_fix_wcost_re7_c2p1_tnt1 | 0 | FALSE
7 | prm15_fix_wcost_re7_c2p1_tnt1 | 0 | FALSE
8 | prm15_fix_wcost_re7_c2p1_tnt1 | 1.907 | FALSE
9 | prm15_fix_wcost_re7_c2p1_tnt1 | 0 | FALSE
10 | prm15_fix_wcost_re7_c2p1_tnt1 | 1.7443 | FALSE
11 | prm15_fix_wcost_re7_c2p1_tnt1 | 0 | FALSE
12 | prm15_fix_wcost_re7_c2p1_tnt1 | 0 | FALSE
13 | prm15_fix_wcost_re7_c2p1_tnt1 | 0 | FALSE
14 | prm15_fix_wcost_re7_c2p1_tnt1 | 0 | FALSE
15 | prm15_fix_wcost_re7_c2p1_tnt1 | 0 | FALSE
16 | prm15_fix_wcost_re7_c2p1_tnt1 | 0 | FALSE
17 | prm15_fix_wcost_re7_c2p1_tnt1 | 0 | FALSE
18 | prm15_fix_wcost_re7_c2p1_tnt1 | 0 | FALSE
19 | prm15_fix_wcost_re7_c2p1_tnt1 | 0 | FALSE
20 | prm15_fix_wcost_re7_c2p1_tnt1 | 0.59865 | FALSE
21 | prm15_fix_wcost_re7_c2p1_tnt1 | 0 | FALSE
22 | prm15_fix_wcost_re7_c2p1_tnt1 | 1.6404 | FALSE
23 | prm15_fix_wcost_re7_c2p1_tnt1 | 0 | FALSE
24 | prm15_fix_wcost_re7_c2p1_tnt1 | 0 | FALSE
25 | prm15_fix_wcost_re7_c2p1_tnt1 | 0 | FALSE
26 | prm15_fix_wcost_re7_c2p1_tnt1 | 0 | FALSE
27 | prm15_fix_wcost_re7_c2p1_tnt1 | 0 | FALSE
28 | prm15_fix_wcost_re7_c2p1_tnt1 | 0 | FALSE
29 | prm15_fix_wcost_re7_c2p1_tnt1 | 0 | FALSE
30 | prm15_fix_wcost_re7_c2p1_tnt1 | 0 | FALSE
31 | prm15_fix_wcost_re7_c2p1_tnt1 | 0 | FALSE
32 | prm15_fix_wcost_re7_c2p1_tnt1 | 0 | FALSE
33 | prm15_fix_wcost_re7_c2p1_tnt1 | 0 | FALSE
34 | prm15_fix_wcost_re7_c2p1_tnt1 | 0.64646 | FALSE
35 | prm15_fix_wcost_re7_c2p1_tnt1 | 0 | FALSE
36 | prm15_fix_wcost_re7_c2p1_tnt1 | 0 | FALSE
37 | prm15_fix_wcost_re7_c2p1_tnt1 | 0 | FALSE
38 | prm15_fix_wcost_re7_c2p1_tnt1 | 0 | FALSE
39 | prm15_fix_wcost_re7_c2p1_tnt1 | 0 | FALSE
40 | prm15_fix_wcost_re7_c2p1_tnt1 | 0 | FALSE
41 | prm15_fix_wcost_re7_c2p1_tnt1 | 0 | FALSE
42 | prm15_fix_wcost_re7_c2p1_tnt1 | 0 | FALSE
43 | prm15_fix_wcost_re7_c2p1_tnt1 | 0 | FALSE
44 | prm15_fix_wcost_re7_c2p1_tnt1 | 0 | FALSE
45 | prm15_fix_wcost_re7_c2p1_tnt1 | 0 | FALSE
46 | prm15_fix_wcost_re7_c2p1_tnt1 | 0 | FALSE
47 | prm15_fix_wcost_re7_c2p1_tnt1 | 0 | FALSE
48 | prm15_fix_wcost_re7_c2p1_tnt1 | 0.83683 | FALSE
49 | prm15_fix_wcost_re7_c2p1_tnt1 | 0.14546 | FALSE
50 | prm15_fix_wcost_re7_c2p1_tnt1 | 0.48094 | FALSE
51 | prm15_fix_wcost_re7_c2p1_tnt1 | 0 | FALSE
52 | prm15_fix_wcost_re7_c2p1_tnt1 | 0 | FALSE
53 | prm15_fix_wcost_re7_c2p1_tnt1 | 0.01483 | FALSE
54 | prm15_fix_wcost_re7_c2p1_tnt1 | 0.10106 | FALSE
55 | prm15_fix_wcost_re7_c2p1_tnt1 | 0.81408 | FALSE
56 | prm15_fix_wcost_re7_c2p1_tnt1 | 0.33615 | FALSE
57 | prm15_fix_wcost_re7_c2p1_tnt1 | 0.029108 | FALSE
58 | prm15_fix_wcost_re7_c2p1_tnt1 | 0.0033976 | FALSE
59 | prm15_fix_wcost_re7_c2p1_tnt1 | 0.021583 | FALSE
60 | prm15_fix_wcost_re7_c2p1_tnt1 | 0.72525 | FALSE
61 | prm15_fix_wcost_re7_c2p1_tnt1 | 0.27693 | FALSE
62 | prm15_fix_wcost_re7_c2p1_tnt1 | 0.80528 | FALSE
63 | prm15_fix_wcost_re7_c2p1_tnt1 | 0.00054531 | FALSE
64 | prm15_fix_wcost_re7_c2p1_tnt1 | 0 | FALSE
65 | prm15_fix_wcost_re7_c2p1_tnt1 | 0.033597 | FALSE
66 | prm15_fix_wcost_re7_c2p1_tnt1 | 0.22598 | FALSE
67 | prm15_fix_wcost_re7_c2p1_tnt1 | 0.20835 | FALSE
68 | prm15_fix_wcost_re7_c2p1_tnt1 | 0.35306 | FALSE
69 | prm15_fix_wcost_re7_c2p1_tnt1 | 0.074704 | FALSE
70 | prm15_fix_wcost_re7_c2p1_tnt1 | 0.021819 | FALSE
71 | prm15_fix_wcost_re7_c2p1_tnt1 | 0.075628 | FALSE
0 | prm15_fix_wcost_re8_c2p1_co2_cut90p_tnt1 | 0 | TRUE
1 | prm15_fix_wcost_re8_c2p1_co2_cut90p_tnt1 | 0 | TRUE
2 | prm15_fix_wcost_re8_c2p1_co2_cut90p_tnt1 | 0 | TRUE
3 | prm15_fix_wcost_re8_c2p1_co2_cut90p_tnt1 | 0 | TRUE
4 | prm15_fix_wcost_re8_c2p1_co2_cut90p_tnt1 | 0 | TRUE
5 | prm15_fix_wcost_re8_c2p1_co2_cut90p_tnt1 | 0.37045 | TRUE
6 | prm15_fix_wcost_re8_c2p1_co2_cut90p_tnt1 | 0 | TRUE
7 | prm15_fix_wcost_re8_c2p1_co2_cut90p_tnt1 | 3.6955 | TRUE
8 | prm15_fix_wcost_re8_c2p1_co2_cut90p_tnt1 | 5.4518 | TRUE
9 | prm15_fix_wcost_re8_c2p1_co2_cut90p_tnt1 | 1.0672 | TRUE
10 | prm15_fix_wcost_re8_c2p1_co2_cut90p_tnt1 | 4.9302 | TRUE
11 | prm15_fix_wcost_re8_c2p1_co2_cut90p_tnt1 | 0 | TRUE
12 | prm15_fix_wcost_re8_c2p1_co2_cut90p_tnt1 | 0 | TRUE
13 | prm15_fix_wcost_re8_c2p1_co2_cut90p_tnt1 | 0 | TRUE
14 | prm15_fix_wcost_re8_c2p1_co2_cut90p_tnt1 | 0 | TRUE
15 | prm15_fix_wcost_re8_c2p1_co2_cut90p_tnt1 | 0 | TRUE
16 | prm15_fix_wcost_re8_c2p1_co2_cut90p_tnt1 | 0 | TRUE
17 | prm15_fix_wcost_re8_c2p1_co2_cut90p_tnt1 | 0 | TRUE
18 | prm15_fix_wcost_re8_c2p1_co2_cut90p_tnt1 | 0 | TRUE
19 | prm15_fix_wcost_re8_c2p1_co2_cut90p_tnt1 | 2.3719 | TRUE
20 | prm15_fix_wcost_re8_c2p1_co2_cut90p_tnt1 | 4.1117 | TRUE
21 | prm15_fix_wcost_re8_c2p1_co2_cut90p_tnt1 | 2.278 | TRUE
22 | prm15_fix_wcost_re8_c2p1_co2_cut90p_tnt1 | 4.9162 | TRUE
23 | prm15_fix_wcost_re8_c2p1_co2_cut90p_tnt1 | 0 | TRUE
24 | prm15_fix_wcost_re8_c2p1_co2_cut90p_tnt1 | 0 | TRUE
25 | prm15_fix_wcost_re8_c2p1_co2_cut90p_tnt1 | 0.0088315 | TRUE
26 | prm15_fix_wcost_re8_c2p1_co2_cut90p_tnt1 | 0 | TRUE
27 | prm15_fix_wcost_re8_c2p1_co2_cut90p_tnt1 | 0 | TRUE
28 | prm15_fix_wcost_re8_c2p1_co2_cut90p_tnt1 | 0 | TRUE
29 | prm15_fix_wcost_re8_c2p1_co2_cut90p_tnt1 | 0.041338 | TRUE
30 | prm15_fix_wcost_re8_c2p1_co2_cut90p_tnt1 | 0.21054 | TRUE
31 | prm15_fix_wcost_re8_c2p1_co2_cut90p_tnt1 | 2.3124 | TRUE
32 | prm15_fix_wcost_re8_c2p1_co2_cut90p_tnt1 | 1.944 | TRUE
33 | prm15_fix_wcost_re8_c2p1_co2_cut90p_tnt1 | 2.7385 | TRUE
34 | prm15_fix_wcost_re8_c2p1_co2_cut90p_tnt1 | 4.2476 | TRUE
35 | prm15_fix_wcost_re8_c2p1_co2_cut90p_tnt1 | 0 | TRUE
36 | prm15_fix_wcost_re8_c2p1_co2_cut90p_tnt1 | 0 | TRUE
37 | prm15_fix_wcost_re8_c2p1_co2_cut90p_tnt1 | 0.068958 | TRUE
38 | prm15_fix_wcost_re8_c2p1_co2_cut90p_tnt1 | 1.1015 | TRUE
39 | prm15_fix_wcost_re8_c2p1_co2_cut90p_tnt1 | 0 | TRUE
40 | prm15_fix_wcost_re8_c2p1_co2_cut90p_tnt1 | 0 | TRUE
41 | prm15_fix_wcost_re8_c2p1_co2_cut90p_tnt1 | 1.1354 | TRUE
42 | prm15_fix_wcost_re8_c2p1_co2_cut90p_tnt1 | 3.9617 | TRUE
43 | prm15_fix_wcost_re8_c2p1_co2_cut90p_tnt1 | 7.8798 | TRUE
44 | prm15_fix_wcost_re8_c2p1_co2_cut90p_tnt1 | 3.2028 | TRUE
45 | prm15_fix_wcost_re8_c2p1_co2_cut90p_tnt1 | 1.6708 | TRUE
46 | prm15_fix_wcost_re8_c2p1_co2_cut90p_tnt1 | 4.0411 | TRUE
47 | prm15_fix_wcost_re8_c2p1_co2_cut90p_tnt1 | 0 | TRUE
48 | prm15_fix_wcost_re8_c2p1_co2_cut90p_tnt1 | 2.2366 | TRUE
49 | prm15_fix_wcost_re8_c2p1_co2_cut90p_tnt1 | 1.9103 | TRUE
50 | prm15_fix_wcost_re8_c2p1_co2_cut90p_tnt1 | 1.2318 | TRUE
51 | prm15_fix_wcost_re8_c2p1_co2_cut90p_tnt1 | 0 | TRUE
52 | prm15_fix_wcost_re8_c2p1_co2_cut90p_tnt1 | 0 | TRUE
53 | prm15_fix_wcost_re8_c2p1_co2_cut90p_tnt1 | 1.7877 | TRUE
54 | prm15_fix_wcost_re8_c2p1_co2_cut90p_tnt1 | 7.4546 | TRUE
55 | prm15_fix_wcost_re8_c2p1_co2_cut90p_tnt1 | 11.1019 | TRUE
56 | prm15_fix_wcost_re8_c2p1_co2_cut90p_tnt1 | 7.4555 | TRUE
57 | prm15_fix_wcost_re8_c2p1_co2_cut90p_tnt1 | 12.3246 | TRUE
58 | prm15_fix_wcost_re8_c2p1_co2_cut90p_tnt1 | 6.9929 | TRUE
59 | prm15_fix_wcost_re8_c2p1_co2_cut90p_tnt1 | 0 | TRUE
60 | prm15_fix_wcost_re8_c2p1_co2_cut90p_tnt1 | 14.939 | TRUE
61 | prm15_fix_wcost_re8_c2p1_co2_cut90p_tnt1 | 11.4582 | TRUE
62 | prm15_fix_wcost_re8_c2p1_co2_cut90p_tnt1 | 7.7613 | TRUE
63 | prm15_fix_wcost_re8_c2p1_co2_cut90p_tnt1 | 0.71325 | TRUE
64 | prm15_fix_wcost_re8_c2p1_co2_cut90p_tnt1 | 1.86 | TRUE
65 | prm15_fix_wcost_re8_c2p1_co2_cut90p_tnt1 | 2.8942 | TRUE
66 | prm15_fix_wcost_re8_c2p1_co2_cut90p_tnt1 | 4.3769 | TRUE
67 | prm15_fix_wcost_re8_c2p1_co2_cut90p_tnt1 | 8.656 | TRUE
68 | prm15_fix_wcost_re8_c2p1_co2_cut90p_tnt1 | 8.9718 | TRUE
69 | prm15_fix_wcost_re8_c2p1_co2_cut90p_tnt1 | 11.5589 | TRUE
70 | prm15_fix_wcost_re8_c2p1_co2_cut90p_tnt1 | 18.5062 | TRUE
71 | prm15_fix_wcost_re8_c2p1_co2_cut90p_tnt1 | 3.2121 | TRUE
0 | prm15_fix_wcost_re8_c2p1_tnt1 | 0 | FALSE
1 | prm15_fix_wcost_re8_c2p1_tnt1 | 0 | FALSE
2 | prm15_fix_wcost_re8_c2p1_tnt1 | 0 | FALSE
3 | prm15_fix_wcost_re8_c2p1_tnt1 | 0 | FALSE
4 | prm15_fix_wcost_re8_c2p1_tnt1 | 0 | FALSE
5 | prm15_fix_wcost_re8_c2p1_tnt1 | 0 | FALSE
6 | prm15_fix_wcost_re8_c2p1_tnt1 | 0 | FALSE
7 | prm15_fix_wcost_re8_c2p1_tnt1 | 0 | FALSE
8 | prm15_fix_wcost_re8_c2p1_tnt1 | 1.907 | FALSE
9 | prm15_fix_wcost_re8_c2p1_tnt1 | 0 | FALSE
10 | prm15_fix_wcost_re8_c2p1_tnt1 | 1.4249 | FALSE
11 | prm15_fix_wcost_re8_c2p1_tnt1 | 0 | FALSE
12 | prm15_fix_wcost_re8_c2p1_tnt1 | 0 | FALSE
13 | prm15_fix_wcost_re8_c2p1_tnt1 | 0 | FALSE
14 | prm15_fix_wcost_re8_c2p1_tnt1 | 0 | FALSE
15 | prm15_fix_wcost_re8_c2p1_tnt1 | 0 | FALSE
16 | prm15_fix_wcost_re8_c2p1_tnt1 | 0 | FALSE
17 | prm15_fix_wcost_re8_c2p1_tnt1 | 0 | FALSE
18 | prm15_fix_wcost_re8_c2p1_tnt1 | 0 | FALSE
19 | prm15_fix_wcost_re8_c2p1_tnt1 | 0 | FALSE
20 | prm15_fix_wcost_re8_c2p1_tnt1 | 0.76768 | FALSE
21 | prm15_fix_wcost_re8_c2p1_tnt1 | 0 | FALSE
22 | prm15_fix_wcost_re8_c2p1_tnt1 | 1.6404 | FALSE
23 | prm15_fix_wcost_re8_c2p1_tnt1 | 0 | FALSE
24 | prm15_fix_wcost_re8_c2p1_tnt1 | 0 | FALSE
25 | prm15_fix_wcost_re8_c2p1_tnt1 | 0 | FALSE
26 | prm15_fix_wcost_re8_c2p1_tnt1 | 0 | FALSE
27 | prm15_fix_wcost_re8_c2p1_tnt1 | 0 | FALSE
28 | prm15_fix_wcost_re8_c2p1_tnt1 | 0 | FALSE
29 | prm15_fix_wcost_re8_c2p1_tnt1 | 0 | FALSE
30 | prm15_fix_wcost_re8_c2p1_tnt1 | 0 | FALSE
31 | prm15_fix_wcost_re8_c2p1_tnt1 | 0 | FALSE
32 | prm15_fix_wcost_re8_c2p1_tnt1 | 0 | FALSE
33 | prm15_fix_wcost_re8_c2p1_tnt1 | 0 | FALSE
34 | prm15_fix_wcost_re8_c2p1_tnt1 | 0.56665 | FALSE
35 | prm15_fix_wcost_re8_c2p1_tnt1 | 0 | FALSE
36 | prm15_fix_wcost_re8_c2p1_tnt1 | 0 | FALSE
37 | prm15_fix_wcost_re8_c2p1_tnt1 | 0.0010788 | FALSE
38 | prm15_fix_wcost_re8_c2p1_tnt1 | 0 | FALSE
39 | prm15_fix_wcost_re8_c2p1_tnt1 | 0 | FALSE
40 | prm15_fix_wcost_re8_c2p1_tnt1 | 0 | FALSE
41 | prm15_fix_wcost_re8_c2p1_tnt1 | 0.00061532 | FALSE
42 | prm15_fix_wcost_re8_c2p1_tnt1 | 0 | FALSE
43 | prm15_fix_wcost_re8_c2p1_tnt1 | 0 | FALSE
44 | prm15_fix_wcost_re8_c2p1_tnt1 | 0 | FALSE
45 | prm15_fix_wcost_re8_c2p1_tnt1 | 0 | FALSE
46 | prm15_fix_wcost_re8_c2p1_tnt1 | 0 | FALSE
47 | prm15_fix_wcost_re8_c2p1_tnt1 | 0 | FALSE
48 | prm15_fix_wcost_re8_c2p1_tnt1 | 0.55628 | FALSE
49 | prm15_fix_wcost_re8_c2p1_tnt1 | 0.12446 | FALSE
50 | prm15_fix_wcost_re8_c2p1_tnt1 | 0.24117 | FALSE
51 | prm15_fix_wcost_re8_c2p1_tnt1 | 0 | FALSE
52 | prm15_fix_wcost_re8_c2p1_tnt1 | 0.014104 | FALSE
53 | prm15_fix_wcost_re8_c2p1_tnt1 | 0.24463 | FALSE
54 | prm15_fix_wcost_re8_c2p1_tnt1 | 0.36133 | FALSE
55 | prm15_fix_wcost_re8_c2p1_tnt1 | 0.8 | FALSE
56 | prm15_fix_wcost_re8_c2p1_tnt1 | 0.20645 | FALSE
57 | prm15_fix_wcost_re8_c2p1_tnt1 | 0.020205 | FALSE
58 | prm15_fix_wcost_re8_c2p1_tnt1 | 0.0029826 | FALSE
59 | prm15_fix_wcost_re8_c2p1_tnt1 | 0.01189 | FALSE
60 | prm15_fix_wcost_re8_c2p1_tnt1 | 1.2101 | FALSE
61 | prm15_fix_wcost_re8_c2p1_tnt1 | 0.68675 | FALSE
62 | prm15_fix_wcost_re8_c2p1_tnt1 | 1.0358 | FALSE
63 | prm15_fix_wcost_re8_c2p1_tnt1 | 0.077348 | FALSE
64 | prm15_fix_wcost_re8_c2p1_tnt1 | 0.20893 | FALSE
65 | prm15_fix_wcost_re8_c2p1_tnt1 | 0.91961 | FALSE
66 | prm15_fix_wcost_re8_c2p1_tnt1 | 1.3045 | FALSE
67 | prm15_fix_wcost_re8_c2p1_tnt1 | 1.8128 | FALSE
68 | prm15_fix_wcost_re8_c2p1_tnt1 | 1.0769 | FALSE
69 | prm15_fix_wcost_re8_c2p1_tnt1 | 0.38775 | FALSE
70 | prm15_fix_wcost_re8_c2p1_tnt1 | 0.31788 | FALSE
71 | prm15_fix_wcost_re8_c2p1_tnt1 | 0.29001 | FALSE
0 | prm15_fix_wcost_re9_c2p1_co2_cut90p_tnt1 | 0 | TRUE
1 | prm15_fix_wcost_re9_c2p1_co2_cut90p_tnt1 | 0 | TRUE
2 | prm15_fix_wcost_re9_c2p1_co2_cut90p_tnt1 | 0 | TRUE
3 | prm15_fix_wcost_re9_c2p1_co2_cut90p_tnt1 | 0 | TRUE
4 | prm15_fix_wcost_re9_c2p1_co2_cut90p_tnt1 | 0 | TRUE
5 | prm15_fix_wcost_re9_c2p1_co2_cut90p_tnt1 | 0.37045 | TRUE
6 | prm15_fix_wcost_re9_c2p1_co2_cut90p_tnt1 | 0 | TRUE
7 | prm15_fix_wcost_re9_c2p1_co2_cut90p_tnt1 | 3.4166 | TRUE
8 | prm15_fix_wcost_re9_c2p1_co2_cut90p_tnt1 | 5.5214 | TRUE
9 | prm15_fix_wcost_re9_c2p1_co2_cut90p_tnt1 | 0.99527 | TRUE
10 | prm15_fix_wcost_re9_c2p1_co2_cut90p_tnt1 | 5.0034 | TRUE
11 | prm15_fix_wcost_re9_c2p1_co2_cut90p_tnt1 | 0 | TRUE
12 | prm15_fix_wcost_re9_c2p1_co2_cut90p_tnt1 | 0 | TRUE
13 | prm15_fix_wcost_re9_c2p1_co2_cut90p_tnt1 | 0 | TRUE
14 | prm15_fix_wcost_re9_c2p1_co2_cut90p_tnt1 | 0 | TRUE
15 | prm15_fix_wcost_re9_c2p1_co2_cut90p_tnt1 | 0 | TRUE
16 | prm15_fix_wcost_re9_c2p1_co2_cut90p_tnt1 | 0 | TRUE
17 | prm15_fix_wcost_re9_c2p1_co2_cut90p_tnt1 | 0 | TRUE
18 | prm15_fix_wcost_re9_c2p1_co2_cut90p_tnt1 | 0 | TRUE
19 | prm15_fix_wcost_re9_c2p1_co2_cut90p_tnt1 | 2.4239 | TRUE
20 | prm15_fix_wcost_re9_c2p1_co2_cut90p_tnt1 | 3.891 | TRUE
21 | prm15_fix_wcost_re9_c2p1_co2_cut90p_tnt1 | 2.3972 | TRUE
22 | prm15_fix_wcost_re9_c2p1_co2_cut90p_tnt1 | 4.9173 | TRUE
23 | prm15_fix_wcost_re9_c2p1_co2_cut90p_tnt1 | 0 | TRUE
24 | prm15_fix_wcost_re9_c2p1_co2_cut90p_tnt1 | 0 | TRUE
25 | prm15_fix_wcost_re9_c2p1_co2_cut90p_tnt1 | 0.0088165 | TRUE
26 | prm15_fix_wcost_re9_c2p1_co2_cut90p_tnt1 | 0 | TRUE
27 | prm15_fix_wcost_re9_c2p1_co2_cut90p_tnt1 | 0 | TRUE
28 | prm15_fix_wcost_re9_c2p1_co2_cut90p_tnt1 | 0 | TRUE
29 | prm15_fix_wcost_re9_c2p1_co2_cut90p_tnt1 | 0.040772 | TRUE
30 | prm15_fix_wcost_re9_c2p1_co2_cut90p_tnt1 | 0.20934 | TRUE
31 | prm15_fix_wcost_re9_c2p1_co2_cut90p_tnt1 | 2.8812 | TRUE
32 | prm15_fix_wcost_re9_c2p1_co2_cut90p_tnt1 | 2.5178 | TRUE
33 | prm15_fix_wcost_re9_c2p1_co2_cut90p_tnt1 | 1.8978 | TRUE
34 | prm15_fix_wcost_re9_c2p1_co2_cut90p_tnt1 | 4.5636 | TRUE
35 | prm15_fix_wcost_re9_c2p1_co2_cut90p_tnt1 | 0 | TRUE
36 | prm15_fix_wcost_re9_c2p1_co2_cut90p_tnt1 | 0 | TRUE
37 | prm15_fix_wcost_re9_c2p1_co2_cut90p_tnt1 | 0.11473 | TRUE
38 | prm15_fix_wcost_re9_c2p1_co2_cut90p_tnt1 | 1.0191 | TRUE
39 | prm15_fix_wcost_re9_c2p1_co2_cut90p_tnt1 | 0 | TRUE
40 | prm15_fix_wcost_re9_c2p1_co2_cut90p_tnt1 | 0 | TRUE
41 | prm15_fix_wcost_re9_c2p1_co2_cut90p_tnt1 | 1.1917 | TRUE
42 | prm15_fix_wcost_re9_c2p1_co2_cut90p_tnt1 | 3.7125 | TRUE
43 | prm15_fix_wcost_re9_c2p1_co2_cut90p_tnt1 | 7.6608 | TRUE
44 | prm15_fix_wcost_re9_c2p1_co2_cut90p_tnt1 | 3.255 | TRUE
45 | prm15_fix_wcost_re9_c2p1_co2_cut90p_tnt1 | 1.9089 | TRUE
46 | prm15_fix_wcost_re9_c2p1_co2_cut90p_tnt1 | 4.1805 | TRUE
47 | prm15_fix_wcost_re9_c2p1_co2_cut90p_tnt1 | 0 | TRUE
48 | prm15_fix_wcost_re9_c2p1_co2_cut90p_tnt1 | 5.9538 | TRUE
49 | prm15_fix_wcost_re9_c2p1_co2_cut90p_tnt1 | 1.0331 | TRUE
50 | prm15_fix_wcost_re9_c2p1_co2_cut90p_tnt1 | 1.2311 | TRUE
51 | prm15_fix_wcost_re9_c2p1_co2_cut90p_tnt1 | 0 | TRUE
52 | prm15_fix_wcost_re9_c2p1_co2_cut90p_tnt1 | 0 | TRUE
53 | prm15_fix_wcost_re9_c2p1_co2_cut90p_tnt1 | 1.8375 | TRUE
54 | prm15_fix_wcost_re9_c2p1_co2_cut90p_tnt1 | 7.7197 | TRUE
55 | prm15_fix_wcost_re9_c2p1_co2_cut90p_tnt1 | 11.4329 | TRUE
56 | prm15_fix_wcost_re9_c2p1_co2_cut90p_tnt1 | 7.2998 | TRUE
57 | prm15_fix_wcost_re9_c2p1_co2_cut90p_tnt1 | 7.6455 | TRUE
58 | prm15_fix_wcost_re9_c2p1_co2_cut90p_tnt1 | 11.5588 | TRUE
59 | prm15_fix_wcost_re9_c2p1_co2_cut90p_tnt1 | 0 | TRUE
60 | prm15_fix_wcost_re9_c2p1_co2_cut90p_tnt1 | 15.3495 | TRUE
61 | prm15_fix_wcost_re9_c2p1_co2_cut90p_tnt1 | 10.5749 | TRUE
62 | prm15_fix_wcost_re9_c2p1_co2_cut90p_tnt1 | 7.859 | TRUE
63 | prm15_fix_wcost_re9_c2p1_co2_cut90p_tnt1 | 0.75198 | TRUE
64 | prm15_fix_wcost_re9_c2p1_co2_cut90p_tnt1 | 2.0413 | TRUE
65 | prm15_fix_wcost_re9_c2p1_co2_cut90p_tnt1 | 2.9198 | TRUE
66 | prm15_fix_wcost_re9_c2p1_co2_cut90p_tnt1 | 3.753 | TRUE
67 | prm15_fix_wcost_re9_c2p1_co2_cut90p_tnt1 | 8.1176 | TRUE
68 | prm15_fix_wcost_re9_c2p1_co2_cut90p_tnt1 | 8.9958 | TRUE
69 | prm15_fix_wcost_re9_c2p1_co2_cut90p_tnt1 | 11.3159 | TRUE
70 | prm15_fix_wcost_re9_c2p1_co2_cut90p_tnt1 | 18.9459 | TRUE
71 | prm15_fix_wcost_re9_c2p1_co2_cut90p_tnt1 | 3.1896 | TRUE
0 | prm15_fix_wcost_re9_c2p1_tnt1 | 0 | FALSE
1 | prm15_fix_wcost_re9_c2p1_tnt1 | 0 | FALSE
2 | prm15_fix_wcost_re9_c2p1_tnt1 | 0 | FALSE
3 | prm15_fix_wcost_re9_c2p1_tnt1 | 0 | FALSE
4 | prm15_fix_wcost_re9_c2p1_tnt1 | 0 | FALSE
5 | prm15_fix_wcost_re9_c2p1_tnt1 | 0 | FALSE
6 | prm15_fix_wcost_re9_c2p1_tnt1 | 0 | FALSE
7 | prm15_fix_wcost_re9_c2p1_tnt1 | 0 | FALSE
8 | prm15_fix_wcost_re9_c2p1_tnt1 | 1.907 | FALSE
9 | prm15_fix_wcost_re9_c2p1_tnt1 | 0 | FALSE
10 | prm15_fix_wcost_re9_c2p1_tnt1 | 1.4249 | FALSE
11 | prm15_fix_wcost_re9_c2p1_tnt1 | 0 | FALSE
12 | prm15_fix_wcost_re9_c2p1_tnt1 | 0 | FALSE
13 | prm15_fix_wcost_re9_c2p1_tnt1 | 0 | FALSE
14 | prm15_fix_wcost_re9_c2p1_tnt1 | 0 | FALSE
15 | prm15_fix_wcost_re9_c2p1_tnt1 | 0 | FALSE
16 | prm15_fix_wcost_re9_c2p1_tnt1 | 0 | FALSE
17 | prm15_fix_wcost_re9_c2p1_tnt1 | 0 | FALSE
18 | prm15_fix_wcost_re9_c2p1_tnt1 | 0 | FALSE
19 | prm15_fix_wcost_re9_c2p1_tnt1 | 0 | FALSE
20 | prm15_fix_wcost_re9_c2p1_tnt1 | 0.76327 | FALSE
21 | prm15_fix_wcost_re9_c2p1_tnt1 | 0 | FALSE
22 | prm15_fix_wcost_re9_c2p1_tnt1 | 1.6069 | FALSE
23 | prm15_fix_wcost_re9_c2p1_tnt1 | 0 | FALSE
24 | prm15_fix_wcost_re9_c2p1_tnt1 | 0 | FALSE
25 | prm15_fix_wcost_re9_c2p1_tnt1 | 0 | FALSE
26 | prm15_fix_wcost_re9_c2p1_tnt1 | 0 | FALSE
27 | prm15_fix_wcost_re9_c2p1_tnt1 | 0 | FALSE
28 | prm15_fix_wcost_re9_c2p1_tnt1 | 0 | FALSE
29 | prm15_fix_wcost_re9_c2p1_tnt1 | 0 | FALSE
30 | prm15_fix_wcost_re9_c2p1_tnt1 | 0 | FALSE
31 | prm15_fix_wcost_re9_c2p1_tnt1 | 0 | FALSE
32 | prm15_fix_wcost_re9_c2p1_tnt1 | 0 | FALSE
33 | prm15_fix_wcost_re9_c2p1_tnt1 | 0 | FALSE
34 | prm15_fix_wcost_re9_c2p1_tnt1 | 0.57125 | FALSE
35 | prm15_fix_wcost_re9_c2p1_tnt1 | 0 | FALSE
36 | prm15_fix_wcost_re9_c2p1_tnt1 | 0 | FALSE
37 | prm15_fix_wcost_re9_c2p1_tnt1 | 0.0010877 | FALSE
38 | prm15_fix_wcost_re9_c2p1_tnt1 | 0 | FALSE
39 | prm15_fix_wcost_re9_c2p1_tnt1 | 0 | FALSE
40 | prm15_fix_wcost_re9_c2p1_tnt1 | 0 | FALSE
41 | prm15_fix_wcost_re9_c2p1_tnt1 | 0.00061532 | FALSE
42 | prm15_fix_wcost_re9_c2p1_tnt1 | 0 | FALSE
43 | prm15_fix_wcost_re9_c2p1_tnt1 | 0 | FALSE
44 | prm15_fix_wcost_re9_c2p1_tnt1 | 0 | FALSE
45 | prm15_fix_wcost_re9_c2p1_tnt1 | 0 | FALSE
46 | prm15_fix_wcost_re9_c2p1_tnt1 | 0 | FALSE
47 | prm15_fix_wcost_re9_c2p1_tnt1 | 0 | FALSE
48 | prm15_fix_wcost_re9_c2p1_tnt1 | 0.51906 | FALSE
49 | prm15_fix_wcost_re9_c2p1_tnt1 | 0.12882 | FALSE
50 | prm15_fix_wcost_re9_c2p1_tnt1 | 0.22492 | FALSE
51 | prm15_fix_wcost_re9_c2p1_tnt1 | 0 | FALSE
52 | prm15_fix_wcost_re9_c2p1_tnt1 | 0.041626 | FALSE
53 | prm15_fix_wcost_re9_c2p1_tnt1 | 0.28727 | FALSE
54 | prm15_fix_wcost_re9_c2p1_tnt1 | 0.40481 | FALSE
55 | prm15_fix_wcost_re9_c2p1_tnt1 | 0.81051 | FALSE
56 | prm15_fix_wcost_re9_c2p1_tnt1 | 0.20013 | FALSE
57 | prm15_fix_wcost_re9_c2p1_tnt1 | 0.019433 | FALSE
58 | prm15_fix_wcost_re9_c2p1_tnt1 | 0.0029266 | FALSE
59 | prm15_fix_wcost_re9_c2p1_tnt1 | 0.011796 | FALSE
60 | prm15_fix_wcost_re9_c2p1_tnt1 | 0.95629 | FALSE
61 | prm15_fix_wcost_re9_c2p1_tnt1 | 0.42872 | FALSE
62 | prm15_fix_wcost_re9_c2p1_tnt1 | 0.86702 | FALSE
63 | prm15_fix_wcost_re9_c2p1_tnt1 | 0.040372 | FALSE
64 | prm15_fix_wcost_re9_c2p1_tnt1 | 0.01768 | FALSE
65 | prm15_fix_wcost_re9_c2p1_tnt1 | 0.22879 | FALSE
66 | prm15_fix_wcost_re9_c2p1_tnt1 | 0.44538 | FALSE
67 | prm15_fix_wcost_re9_c2p1_tnt1 | 0.79918 | FALSE
68 | prm15_fix_wcost_re9_c2p1_tnt1 | 0.63797 | FALSE
69 | prm15_fix_wcost_re9_c2p1_tnt1 | 0.25051 | FALSE
70 | prm15_fix_wcost_re9_c2p1_tnt1 | 0.11651 | FALSE
71 | prm15_fix_wcost_re9_c2p1_tnt1 | 0.2013 | FALSE
0 | prm15_fix_wcost_re10_c2p1_co2_cut90p_tnt1 | 0 | TRUE
1 | prm15_fix_wcost_re10_c2p1_co2_cut90p_tnt1 | 0 | TRUE
2 | prm15_fix_wcost_re10_c2p1_co2_cut90p_tnt1 | 0 | TRUE
3 | prm15_fix_wcost_re10_c2p1_co2_cut90p_tnt1 | 0 | TRUE
4 | prm15_fix_wcost_re10_c2p1_co2_cut90p_tnt1 | 0 | TRUE
5 | prm15_fix_wcost_re10_c2p1_co2_cut90p_tnt1 | 0.47277 | TRUE
6 | prm15_fix_wcost_re10_c2p1_co2_cut90p_tnt1 | 0 | TRUE
7 | prm15_fix_wcost_re10_c2p1_co2_cut90p_tnt1 | 1.697 | TRUE
8 | prm15_fix_wcost_re10_c2p1_co2_cut90p_tnt1 | 5.2388 | TRUE
9 | prm15_fix_wcost_re10_c2p1_co2_cut90p_tnt1 | 0.94978 | TRUE
10 | prm15_fix_wcost_re10_c2p1_co2_cut90p_tnt1 | 4.846 | TRUE
11 | prm15_fix_wcost_re10_c2p1_co2_cut90p_tnt1 | 0 | TRUE
12 | prm15_fix_wcost_re10_c2p1_co2_cut90p_tnt1 | 0 | TRUE
13 | prm15_fix_wcost_re10_c2p1_co2_cut90p_tnt1 | 0 | TRUE
14 | prm15_fix_wcost_re10_c2p1_co2_cut90p_tnt1 | 0 | TRUE
15 | prm15_fix_wcost_re10_c2p1_co2_cut90p_tnt1 | 0 | TRUE
16 | prm15_fix_wcost_re10_c2p1_co2_cut90p_tnt1 | 0 | TRUE
17 | prm15_fix_wcost_re10_c2p1_co2_cut90p_tnt1 | 0 | TRUE
18 | prm15_fix_wcost_re10_c2p1_co2_cut90p_tnt1 | 0 | TRUE
19 | prm15_fix_wcost_re10_c2p1_co2_cut90p_tnt1 | 2.292 | TRUE
20 | prm15_fix_wcost_re10_c2p1_co2_cut90p_tnt1 | 3.2188 | TRUE
21 | prm15_fix_wcost_re10_c2p1_co2_cut90p_tnt1 | 1.8312 | TRUE
22 | prm15_fix_wcost_re10_c2p1_co2_cut90p_tnt1 | 4.8027 | TRUE
23 | prm15_fix_wcost_re10_c2p1_co2_cut90p_tnt1 | 0 | TRUE
24 | prm15_fix_wcost_re10_c2p1_co2_cut90p_tnt1 | 0 | TRUE
25 | prm15_fix_wcost_re10_c2p1_co2_cut90p_tnt1 | 0 | TRUE
26 | prm15_fix_wcost_re10_c2p1_co2_cut90p_tnt1 | 0 | TRUE
27 | prm15_fix_wcost_re10_c2p1_co2_cut90p_tnt1 | 0 | TRUE
28 | prm15_fix_wcost_re10_c2p1_co2_cut90p_tnt1 | 0 | TRUE
29 | prm15_fix_wcost_re10_c2p1_co2_cut90p_tnt1 | 0 | TRUE
30 | prm15_fix_wcost_re10_c2p1_co2_cut90p_tnt1 | 0 | TRUE
31 | prm15_fix_wcost_re10_c2p1_co2_cut90p_tnt1 | 0 | TRUE
32 | prm15_fix_wcost_re10_c2p1_co2_cut90p_tnt1 | 1.6337 | TRUE
33 | prm15_fix_wcost_re10_c2p1_co2_cut90p_tnt1 | 1.7627 | TRUE
34 | prm15_fix_wcost_re10_c2p1_co2_cut90p_tnt1 | 5.4772 | TRUE
35 | prm15_fix_wcost_re10_c2p1_co2_cut90p_tnt1 | 0 | TRUE
36 | prm15_fix_wcost_re10_c2p1_co2_cut90p_tnt1 | 0.064424 | TRUE
37 | prm15_fix_wcost_re10_c2p1_co2_cut90p_tnt1 | 0.042649 | TRUE
38 | prm15_fix_wcost_re10_c2p1_co2_cut90p_tnt1 | 0.80278 | TRUE
39 | prm15_fix_wcost_re10_c2p1_co2_cut90p_tnt1 | 0 | TRUE
40 | prm15_fix_wcost_re10_c2p1_co2_cut90p_tnt1 | 0 | TRUE
41 | prm15_fix_wcost_re10_c2p1_co2_cut90p_tnt1 | 0.61681 | TRUE
42 | prm15_fix_wcost_re10_c2p1_co2_cut90p_tnt1 | 5.7773 | TRUE
43 | prm15_fix_wcost_re10_c2p1_co2_cut90p_tnt1 | 1.4422 | TRUE
44 | prm15_fix_wcost_re10_c2p1_co2_cut90p_tnt1 | 1.0743 | TRUE
45 | prm15_fix_wcost_re10_c2p1_co2_cut90p_tnt1 | 0.003083 | TRUE
46 | prm15_fix_wcost_re10_c2p1_co2_cut90p_tnt1 | 3.7803 | TRUE
47 | prm15_fix_wcost_re10_c2p1_co2_cut90p_tnt1 | 0 | TRUE
48 | prm15_fix_wcost_re10_c2p1_co2_cut90p_tnt1 | 6.7665 | TRUE
49 | prm15_fix_wcost_re10_c2p1_co2_cut90p_tnt1 | 1.4552 | TRUE
50 | prm15_fix_wcost_re10_c2p1_co2_cut90p_tnt1 | 2.347 | TRUE
51 | prm15_fix_wcost_re10_c2p1_co2_cut90p_tnt1 | 0 | TRUE
52 | prm15_fix_wcost_re10_c2p1_co2_cut90p_tnt1 | 0 | TRUE
53 | prm15_fix_wcost_re10_c2p1_co2_cut90p_tnt1 | 1.2559 | TRUE
54 | prm15_fix_wcost_re10_c2p1_co2_cut90p_tnt1 | 3.2392 | TRUE
55 | prm15_fix_wcost_re10_c2p1_co2_cut90p_tnt1 | 4.3751 | TRUE
56 | prm15_fix_wcost_re10_c2p1_co2_cut90p_tnt1 | 4.542 | TRUE
57 | prm15_fix_wcost_re10_c2p1_co2_cut90p_tnt1 | 8.3561 | TRUE
58 | prm15_fix_wcost_re10_c2p1_co2_cut90p_tnt1 | 1.7943 | TRUE
59 | prm15_fix_wcost_re10_c2p1_co2_cut90p_tnt1 | 0 | TRUE
60 | prm15_fix_wcost_re10_c2p1_co2_cut90p_tnt1 | 11.8218 | TRUE
61 | prm15_fix_wcost_re10_c2p1_co2_cut90p_tnt1 | 9.1648 | TRUE
62 | prm15_fix_wcost_re10_c2p1_co2_cut90p_tnt1 | 5.8656 | TRUE
63 | prm15_fix_wcost_re10_c2p1_co2_cut90p_tnt1 | 3.085 | TRUE
64 | prm15_fix_wcost_re10_c2p1_co2_cut90p_tnt1 | 2.2323 | TRUE
65 | prm15_fix_wcost_re10_c2p1_co2_cut90p_tnt1 | 0.11194 | TRUE
66 | prm15_fix_wcost_re10_c2p1_co2_cut90p_tnt1 | 1.888 | TRUE
67 | prm15_fix_wcost_re10_c2p1_co2_cut90p_tnt1 | 5.7956 | TRUE
68 | prm15_fix_wcost_re10_c2p1_co2_cut90p_tnt1 | 6.1081 | TRUE
69 | prm15_fix_wcost_re10_c2p1_co2_cut90p_tnt1 | 9.0419 | TRUE
70 | prm15_fix_wcost_re10_c2p1_co2_cut90p_tnt1 | 14.0721 | TRUE
71 | prm15_fix_wcost_re10_c2p1_co2_cut90p_tnt1 | 3.1939 | TRUE
0 | prm15_fix_wcost_re10_c2p1_tnt1 | 0 | FALSE
1 | prm15_fix_wcost_re10_c2p1_tnt1 | 0 | FALSE
2 | prm15_fix_wcost_re10_c2p1_tnt1 | 0 | FALSE
3 | prm15_fix_wcost_re10_c2p1_tnt1 | 0 | FALSE
4 | prm15_fix_wcost_re10_c2p1_tnt1 | 0 | FALSE
5 | prm15_fix_wcost_re10_c2p1_tnt1 | 0 | FALSE
6 | prm15_fix_wcost_re10_c2p1_tnt1 | 0 | FALSE
7 | prm15_fix_wcost_re10_c2p1_tnt1 | 0 | FALSE
8 | prm15_fix_wcost_re10_c2p1_tnt1 | 1.8384 | FALSE
9 | prm15_fix_wcost_re10_c2p1_tnt1 | 0 | FALSE
10 | prm15_fix_wcost_re10_c2p1_tnt1 | 2.1855 | FALSE
11 | prm15_fix_wcost_re10_c2p1_tnt1 | 0 | FALSE
12 | prm15_fix_wcost_re10_c2p1_tnt1 | 0 | FALSE
13 | prm15_fix_wcost_re10_c2p1_tnt1 | 0 | FALSE
14 | prm15_fix_wcost_re10_c2p1_tnt1 | 0 | FALSE
15 | prm15_fix_wcost_re10_c2p1_tnt1 | 0 | FALSE
16 | prm15_fix_wcost_re10_c2p1_tnt1 | 0 | FALSE
17 | prm15_fix_wcost_re10_c2p1_tnt1 | 0 | FALSE
18 | prm15_fix_wcost_re10_c2p1_tnt1 | 0 | FALSE
19 | prm15_fix_wcost_re10_c2p1_tnt1 | 0 | FALSE
20 | prm15_fix_wcost_re10_c2p1_tnt1 | 0.16809 | FALSE
21 | prm15_fix_wcost_re10_c2p1_tnt1 | 0 | FALSE
22 | prm15_fix_wcost_re10_c2p1_tnt1 | 1.6404 | FALSE
23 | prm15_fix_wcost_re10_c2p1_tnt1 | 0 | FALSE
24 | prm15_fix_wcost_re10_c2p1_tnt1 | 0 | FALSE
25 | prm15_fix_wcost_re10_c2p1_tnt1 | 0 | FALSE
26 | prm15_fix_wcost_re10_c2p1_tnt1 | 0 | FALSE
27 | prm15_fix_wcost_re10_c2p1_tnt1 | 0 | FALSE
28 | prm15_fix_wcost_re10_c2p1_tnt1 | 0 | FALSE
29 | prm15_fix_wcost_re10_c2p1_tnt1 | 0 | FALSE
30 | prm15_fix_wcost_re10_c2p1_tnt1 | 0 | FALSE
31 | prm15_fix_wcost_re10_c2p1_tnt1 | 0 | FALSE
32 | prm15_fix_wcost_re10_c2p1_tnt1 | 0 | FALSE
33 | prm15_fix_wcost_re10_c2p1_tnt1 | 0 | FALSE
34 | prm15_fix_wcost_re10_c2p1_tnt1 | 0.90198 | FALSE
35 | prm15_fix_wcost_re10_c2p1_tnt1 | 0 | FALSE
36 | prm15_fix_wcost_re10_c2p1_tnt1 | 0 | FALSE
37 | prm15_fix_wcost_re10_c2p1_tnt1 | 0 | FALSE
38 | prm15_fix_wcost_re10_c2p1_tnt1 | 0 | FALSE
39 | prm15_fix_wcost_re10_c2p1_tnt1 | 0 | FALSE
40 | prm15_fix_wcost_re10_c2p1_tnt1 | 0 | FALSE
41 | prm15_fix_wcost_re10_c2p1_tnt1 | 0 | FALSE
42 | prm15_fix_wcost_re10_c2p1_tnt1 | 0 | FALSE
43 | prm15_fix_wcost_re10_c2p1_tnt1 | 0 | FALSE
44 | prm15_fix_wcost_re10_c2p1_tnt1 | 0 | FALSE
45 | prm15_fix_wcost_re10_c2p1_tnt1 | 0 | FALSE
46 | prm15_fix_wcost_re10_c2p1_tnt1 | 0 | FALSE
47 | prm15_fix_wcost_re10_c2p1_tnt1 | 0 | FALSE
48 | prm15_fix_wcost_re10_c2p1_tnt1 | 0.84396 | FALSE
49 | prm15_fix_wcost_re10_c2p1_tnt1 | 0.18105 | FALSE
50 | prm15_fix_wcost_re10_c2p1_tnt1 | 0.58998 | FALSE
51 | prm15_fix_wcost_re10_c2p1_tnt1 | 0 | FALSE
52 | prm15_fix_wcost_re10_c2p1_tnt1 | 0 | FALSE
53 | prm15_fix_wcost_re10_c2p1_tnt1 | 0.0010128 | FALSE
54 | prm15_fix_wcost_re10_c2p1_tnt1 | 0.10709 | FALSE
55 | prm15_fix_wcost_re10_c2p1_tnt1 | 0.73569 | FALSE
56 | prm15_fix_wcost_re10_c2p1_tnt1 | 0.34253 | FALSE
57 | prm15_fix_wcost_re10_c2p1_tnt1 | 0.04221 | FALSE
58 | prm15_fix_wcost_re10_c2p1_tnt1 | 0 | FALSE
59 | prm15_fix_wcost_re10_c2p1_tnt1 | 0.035614 | FALSE
60 | prm15_fix_wcost_re10_c2p1_tnt1 | 0.30901 | FALSE
61 | prm15_fix_wcost_re10_c2p1_tnt1 | 0.083469 | FALSE
62 | prm15_fix_wcost_re10_c2p1_tnt1 | 1.0082 | FALSE
63 | prm15_fix_wcost_re10_c2p1_tnt1 | 0 | FALSE
64 | prm15_fix_wcost_re10_c2p1_tnt1 | 0 | FALSE
65 | prm15_fix_wcost_re10_c2p1_tnt1 | 0 | FALSE
66 | prm15_fix_wcost_re10_c2p1_tnt1 | 0.0080442 | FALSE
67 | prm15_fix_wcost_re10_c2p1_tnt1 | 0 | FALSE
68 | prm15_fix_wcost_re10_c2p1_tnt1 | 0.094502 | FALSE
69 | prm15_fix_wcost_re10_c2p1_tnt1 | 0 | FALSE
70 | prm15_fix_wcost_re10_c2p1_tnt1 | 0 | FALSE
71 | prm15_fix_wcost_re10_c2p1_tnt1 | 0 | FALSE
0 | prm15_fix_wcost_re11_c2p1_co2_cut90p_tnt1 | 0 | TRUE
1 | prm15_fix_wcost_re11_c2p1_co2_cut90p_tnt1 | 0 | TRUE
2 | prm15_fix_wcost_re11_c2p1_co2_cut90p_tnt1 | 0 | TRUE
3 | prm15_fix_wcost_re11_c2p1_co2_cut90p_tnt1 | 0 | TRUE
4 | prm15_fix_wcost_re11_c2p1_co2_cut90p_tnt1 | 0 | TRUE
5 | prm15_fix_wcost_re11_c2p1_co2_cut90p_tnt1 | 0.13451 | TRUE
6 | prm15_fix_wcost_re11_c2p1_co2_cut90p_tnt1 | 0 | TRUE
7 | prm15_fix_wcost_re11_c2p1_co2_cut90p_tnt1 | 1.4826 | TRUE
8 | prm15_fix_wcost_re11_c2p1_co2_cut90p_tnt1 | 5.0404 | TRUE
9 | prm15_fix_wcost_re11_c2p1_co2_cut90p_tnt1 | 1.5984 | TRUE
10 | prm15_fix_wcost_re11_c2p1_co2_cut90p_tnt1 | 5.3478 | TRUE
11 | prm15_fix_wcost_re11_c2p1_co2_cut90p_tnt1 | 0 | TRUE
12 | prm15_fix_wcost_re11_c2p1_co2_cut90p_tnt1 | 0 | TRUE
13 | prm15_fix_wcost_re11_c2p1_co2_cut90p_tnt1 | 0 | TRUE
14 | prm15_fix_wcost_re11_c2p1_co2_cut90p_tnt1 | 0 | TRUE
15 | prm15_fix_wcost_re11_c2p1_co2_cut90p_tnt1 | 0 | TRUE
16 | prm15_fix_wcost_re11_c2p1_co2_cut90p_tnt1 | 0 | TRUE
17 | prm15_fix_wcost_re11_c2p1_co2_cut90p_tnt1 | 0 | TRUE
18 | prm15_fix_wcost_re11_c2p1_co2_cut90p_tnt1 | 0 | TRUE
19 | prm15_fix_wcost_re11_c2p1_co2_cut90p_tnt1 | 1.1477 | TRUE
20 | prm15_fix_wcost_re11_c2p1_co2_cut90p_tnt1 | 4.6988 | TRUE
21 | prm15_fix_wcost_re11_c2p1_co2_cut90p_tnt1 | 0.90839 | TRUE
22 | prm15_fix_wcost_re11_c2p1_co2_cut90p_tnt1 | 5.7087 | TRUE
23 | prm15_fix_wcost_re11_c2p1_co2_cut90p_tnt1 | 0 | TRUE
24 | prm15_fix_wcost_re11_c2p1_co2_cut90p_tnt1 | 0 | TRUE
25 | prm15_fix_wcost_re11_c2p1_co2_cut90p_tnt1 | 0 | TRUE
26 | prm15_fix_wcost_re11_c2p1_co2_cut90p_tnt1 | 0.0050595 | TRUE
27 | prm15_fix_wcost_re11_c2p1_co2_cut90p_tnt1 | 0 | TRUE
28 | prm15_fix_wcost_re11_c2p1_co2_cut90p_tnt1 | 0 | TRUE
29 | prm15_fix_wcost_re11_c2p1_co2_cut90p_tnt1 | 0 | TRUE
30 | prm15_fix_wcost_re11_c2p1_co2_cut90p_tnt1 | 0.015548 | TRUE
31 | prm15_fix_wcost_re11_c2p1_co2_cut90p_tnt1 | 1.2611 | TRUE
32 | prm15_fix_wcost_re11_c2p1_co2_cut90p_tnt1 | 3.9375 | TRUE
33 | prm15_fix_wcost_re11_c2p1_co2_cut90p_tnt1 | 2.0448 | TRUE
34 | prm15_fix_wcost_re11_c2p1_co2_cut90p_tnt1 | 8.4342 | TRUE
35 | prm15_fix_wcost_re11_c2p1_co2_cut90p_tnt1 | 0 | TRUE
36 | prm15_fix_wcost_re11_c2p1_co2_cut90p_tnt1 | 0 | TRUE
37 | prm15_fix_wcost_re11_c2p1_co2_cut90p_tnt1 | 0 | TRUE
38 | prm15_fix_wcost_re11_c2p1_co2_cut90p_tnt1 | 0.75142 | TRUE
39 | prm15_fix_wcost_re11_c2p1_co2_cut90p_tnt1 | 0 | TRUE
40 | prm15_fix_wcost_re11_c2p1_co2_cut90p_tnt1 | 0 | TRUE
41 | prm15_fix_wcost_re11_c2p1_co2_cut90p_tnt1 | 0.5767 | TRUE
42 | prm15_fix_wcost_re11_c2p1_co2_cut90p_tnt1 | 1.8557 | TRUE
43 | prm15_fix_wcost_re11_c2p1_co2_cut90p_tnt1 | 1.5008 | TRUE
44 | prm15_fix_wcost_re11_c2p1_co2_cut90p_tnt1 | 3.5291 | TRUE
45 | prm15_fix_wcost_re11_c2p1_co2_cut90p_tnt1 | 12.9215 | TRUE
46 | prm15_fix_wcost_re11_c2p1_co2_cut90p_tnt1 | 8.8238 | TRUE
47 | prm15_fix_wcost_re11_c2p1_co2_cut90p_tnt1 | 0 | TRUE
48 | prm15_fix_wcost_re11_c2p1_co2_cut90p_tnt1 | 8.8125 | TRUE
49 | prm15_fix_wcost_re11_c2p1_co2_cut90p_tnt1 | 5.1686 | TRUE
50 | prm15_fix_wcost_re11_c2p1_co2_cut90p_tnt1 | 3.0366 | TRUE
51 | prm15_fix_wcost_re11_c2p1_co2_cut90p_tnt1 | 0.12816 | TRUE
52 | prm15_fix_wcost_re11_c2p1_co2_cut90p_tnt1 | 0 | TRUE
53 | prm15_fix_wcost_re11_c2p1_co2_cut90p_tnt1 | 1.2148 | TRUE
54 | prm15_fix_wcost_re11_c2p1_co2_cut90p_tnt1 | 3.084 | TRUE
55 | prm15_fix_wcost_re11_c2p1_co2_cut90p_tnt1 | 5.1462 | TRUE
56 | prm15_fix_wcost_re11_c2p1_co2_cut90p_tnt1 | 8.9583 | TRUE
57 | prm15_fix_wcost_re11_c2p1_co2_cut90p_tnt1 | 8.8665 | TRUE
58 | prm15_fix_wcost_re11_c2p1_co2_cut90p_tnt1 | 15.7141 | TRUE
59 | prm15_fix_wcost_re11_c2p1_co2_cut90p_tnt1 | 0 | TRUE
60 | prm15_fix_wcost_re11_c2p1_co2_cut90p_tnt1 | 14.3055 | TRUE
61 | prm15_fix_wcost_re11_c2p1_co2_cut90p_tnt1 | 11.5884 | TRUE
62 | prm15_fix_wcost_re11_c2p1_co2_cut90p_tnt1 | 10.257 | TRUE
63 | prm15_fix_wcost_re11_c2p1_co2_cut90p_tnt1 | 4.2317 | TRUE
64 | prm15_fix_wcost_re11_c2p1_co2_cut90p_tnt1 | 4.1296 | TRUE
65 | prm15_fix_wcost_re11_c2p1_co2_cut90p_tnt1 | 4.3408 | TRUE
66 | prm15_fix_wcost_re11_c2p1_co2_cut90p_tnt1 | 7.0708 | TRUE
67 | prm15_fix_wcost_re11_c2p1_co2_cut90p_tnt1 | 7.3603 | TRUE
68 | prm15_fix_wcost_re11_c2p1_co2_cut90p_tnt1 | 10.4228 | TRUE
69 | prm15_fix_wcost_re11_c2p1_co2_cut90p_tnt1 | 9.763 | TRUE
70 | prm15_fix_wcost_re11_c2p1_co2_cut90p_tnt1 | 17.6645 | TRUE
71 | prm15_fix_wcost_re11_c2p1_co2_cut90p_tnt1 | 4.7348 | TRUE
0 | prm15_fix_wcost_re11_c2p1_tnt1 | 0 | FALSE
1 | prm15_fix_wcost_re11_c2p1_tnt1 | 0 | FALSE
2 | prm15_fix_wcost_re11_c2p1_tnt1 | 0 | FALSE
3 | prm15_fix_wcost_re11_c2p1_tnt1 | 0 | FALSE
4 | prm15_fix_wcost_re11_c2p1_tnt1 | 0 | FALSE
5 | prm15_fix_wcost_re11_c2p1_tnt1 | 0 | FALSE
6 | prm15_fix_wcost_re11_c2p1_tnt1 | 0 | FALSE
7 | prm15_fix_wcost_re11_c2p1_tnt1 | 0 | FALSE
8 | prm15_fix_wcost_re11_c2p1_tnt1 | 1.7659 | FALSE
9 | prm15_fix_wcost_re11_c2p1_tnt1 | 0 | FALSE
10 | prm15_fix_wcost_re11_c2p1_tnt1 | 2.1855 | FALSE
11 | prm15_fix_wcost_re11_c2p1_tnt1 | 0 | FALSE
12 | prm15_fix_wcost_re11_c2p1_tnt1 | 0 | FALSE
13 | prm15_fix_wcost_re11_c2p1_tnt1 | 0 | FALSE
14 | prm15_fix_wcost_re11_c2p1_tnt1 | 0 | FALSE
15 | prm15_fix_wcost_re11_c2p1_tnt1 | 0 | FALSE
16 | prm15_fix_wcost_re11_c2p1_tnt1 | 0 | FALSE
17 | prm15_fix_wcost_re11_c2p1_tnt1 | 0 | FALSE
18 | prm15_fix_wcost_re11_c2p1_tnt1 | 0 | FALSE
19 | prm15_fix_wcost_re11_c2p1_tnt1 | 0 | FALSE
20 | prm15_fix_wcost_re11_c2p1_tnt1 | 0.1281 | FALSE
21 | prm15_fix_wcost_re11_c2p1_tnt1 | 0 | FALSE
22 | prm15_fix_wcost_re11_c2p1_tnt1 | 1.5154 | FALSE
23 | prm15_fix_wcost_re11_c2p1_tnt1 | 0 | FALSE
24 | prm15_fix_wcost_re11_c2p1_tnt1 | 0 | FALSE
25 | prm15_fix_wcost_re11_c2p1_tnt1 | 0 | FALSE
26 | prm15_fix_wcost_re11_c2p1_tnt1 | 0 | FALSE
27 | prm15_fix_wcost_re11_c2p1_tnt1 | 0 | FALSE
28 | prm15_fix_wcost_re11_c2p1_tnt1 | 0 | FALSE
29 | prm15_fix_wcost_re11_c2p1_tnt1 | 0 | FALSE
30 | prm15_fix_wcost_re11_c2p1_tnt1 | 0 | FALSE
31 | prm15_fix_wcost_re11_c2p1_tnt1 | 0 | FALSE
32 | prm15_fix_wcost_re11_c2p1_tnt1 | 0 | FALSE
33 | prm15_fix_wcost_re11_c2p1_tnt1 | 0 | FALSE
34 | prm15_fix_wcost_re11_c2p1_tnt1 | 0.83965 | FALSE
35 | prm15_fix_wcost_re11_c2p1_tnt1 | 0 | FALSE
36 | prm15_fix_wcost_re11_c2p1_tnt1 | 0 | FALSE
37 | prm15_fix_wcost_re11_c2p1_tnt1 | 0 | FALSE
38 | prm15_fix_wcost_re11_c2p1_tnt1 | 0 | FALSE
39 | prm15_fix_wcost_re11_c2p1_tnt1 | 0 | FALSE
40 | prm15_fix_wcost_re11_c2p1_tnt1 | 0 | FALSE
41 | prm15_fix_wcost_re11_c2p1_tnt1 | 0 | FALSE
42 | prm15_fix_wcost_re11_c2p1_tnt1 | 0 | FALSE
43 | prm15_fix_wcost_re11_c2p1_tnt1 | 0 | FALSE
44 | prm15_fix_wcost_re11_c2p1_tnt1 | 0 | FALSE
45 | prm15_fix_wcost_re11_c2p1_tnt1 | 0 | FALSE
46 | prm15_fix_wcost_re11_c2p1_tnt1 | 0 | FALSE
47 | prm15_fix_wcost_re11_c2p1_tnt1 | 0 | FALSE
48 | prm15_fix_wcost_re11_c2p1_tnt1 | 0.58182 | FALSE
49 | prm15_fix_wcost_re11_c2p1_tnt1 | 0.10933 | FALSE
50 | prm15_fix_wcost_re11_c2p1_tnt1 | 0.59573 | FALSE
51 | prm15_fix_wcost_re11_c2p1_tnt1 | 0 | FALSE
52 | prm15_fix_wcost_re11_c2p1_tnt1 | 0 | FALSE
53 | prm15_fix_wcost_re11_c2p1_tnt1 | 0 | FALSE
54 | prm15_fix_wcost_re11_c2p1_tnt1 | 0.030364 | FALSE
55 | prm15_fix_wcost_re11_c2p1_tnt1 | 0.28336 | FALSE
56 | prm15_fix_wcost_re11_c2p1_tnt1 | 0.19455 | FALSE
57 | prm15_fix_wcost_re11_c2p1_tnt1 | 0.005679 | FALSE
58 | prm15_fix_wcost_re11_c2p1_tnt1 | 0 | FALSE
59 | prm15_fix_wcost_re11_c2p1_tnt1 | 0.0021876 | FALSE
60 | prm15_fix_wcost_re11_c2p1_tnt1 | 0.025117 | FALSE
61 | prm15_fix_wcost_re11_c2p1_tnt1 | 0.044348 | FALSE
62 | prm15_fix_wcost_re11_c2p1_tnt1 | 1.1842 | FALSE
63 | prm15_fix_wcost_re11_c2p1_tnt1 | 0 | FALSE
64 | prm15_fix_wcost_re11_c2p1_tnt1 | 0 | FALSE
65 | prm15_fix_wcost_re11_c2p1_tnt1 | 0 | FALSE
66 | prm15_fix_wcost_re11_c2p1_tnt1 | 0.005974 | FALSE
67 | prm15_fix_wcost_re11_c2p1_tnt1 | 0 | FALSE
68 | prm15_fix_wcost_re11_c2p1_tnt1 | 0.058888 | FALSE
69 | prm15_fix_wcost_re11_c2p1_tnt1 | 0 | FALSE
70 | prm15_fix_wcost_re11_c2p1_tnt1 | 0 | FALSE
71 | prm15_fix_wcost_re11_c2p1_tnt1 | 0 | FALSE
0 | prm15_fix_wcost_re12_c2p1_co2_cut90p_tnt1 | 0 | TRUE
1 | prm15_fix_wcost_re12_c2p1_co2_cut90p_tnt1 | 0 | TRUE
2 | prm15_fix_wcost_re12_c2p1_co2_cut90p_tnt1 | 0 | TRUE
3 | prm15_fix_wcost_re12_c2p1_co2_cut90p_tnt1 | 0 | TRUE
4 | prm15_fix_wcost_re12_c2p1_co2_cut90p_tnt1 | 0 | TRUE
5 | prm15_fix_wcost_re12_c2p1_co2_cut90p_tnt1 | 0 | TRUE
6 | prm15_fix_wcost_re12_c2p1_co2_cut90p_tnt1 | 0 | TRUE
7 | prm15_fix_wcost_re12_c2p1_co2_cut90p_tnt1 | 2.768 | TRUE
8 | prm15_fix_wcost_re12_c2p1_co2_cut90p_tnt1 | 5.5062 | TRUE
9 | prm15_fix_wcost_re12_c2p1_co2_cut90p_tnt1 | 1.6546 | TRUE
10 | prm15_fix_wcost_re12_c2p1_co2_cut90p_tnt1 | 5.4264 | TRUE
11 | prm15_fix_wcost_re12_c2p1_co2_cut90p_tnt1 | 0 | TRUE
12 | prm15_fix_wcost_re12_c2p1_co2_cut90p_tnt1 | 0 | TRUE
13 | prm15_fix_wcost_re12_c2p1_co2_cut90p_tnt1 | 0 | TRUE
14 | prm15_fix_wcost_re12_c2p1_co2_cut90p_tnt1 | 0 | TRUE
15 | prm15_fix_wcost_re12_c2p1_co2_cut90p_tnt1 | 0 | TRUE
16 | prm15_fix_wcost_re12_c2p1_co2_cut90p_tnt1 | 0 | TRUE
17 | prm15_fix_wcost_re12_c2p1_co2_cut90p_tnt1 | 0.21891 | TRUE
18 | prm15_fix_wcost_re12_c2p1_co2_cut90p_tnt1 | 0 | TRUE
19 | prm15_fix_wcost_re12_c2p1_co2_cut90p_tnt1 | 2.7244 | TRUE
20 | prm15_fix_wcost_re12_c2p1_co2_cut90p_tnt1 | 3.7537 | TRUE
21 | prm15_fix_wcost_re12_c2p1_co2_cut90p_tnt1 | 2.4026 | TRUE
22 | prm15_fix_wcost_re12_c2p1_co2_cut90p_tnt1 | 5.1392 | TRUE
23 | prm15_fix_wcost_re12_c2p1_co2_cut90p_tnt1 | 0 | TRUE
24 | prm15_fix_wcost_re12_c2p1_co2_cut90p_tnt1 | 0.056875 | TRUE
25 | prm15_fix_wcost_re12_c2p1_co2_cut90p_tnt1 | 0.0020543 | TRUE
26 | prm15_fix_wcost_re12_c2p1_co2_cut90p_tnt1 | 0.56383 | TRUE
27 | prm15_fix_wcost_re12_c2p1_co2_cut90p_tnt1 | 0.050439 | TRUE
28 | prm15_fix_wcost_re12_c2p1_co2_cut90p_tnt1 | 0.048198 | TRUE
29 | prm15_fix_wcost_re12_c2p1_co2_cut90p_tnt1 | 1.4142 | TRUE
30 | prm15_fix_wcost_re12_c2p1_co2_cut90p_tnt1 | 0.96484 | TRUE
31 | prm15_fix_wcost_re12_c2p1_co2_cut90p_tnt1 | 1.8233 | TRUE
32 | prm15_fix_wcost_re12_c2p1_co2_cut90p_tnt1 | 4.7262 | TRUE
33 | prm15_fix_wcost_re12_c2p1_co2_cut90p_tnt1 | 2.3651 | TRUE
34 | prm15_fix_wcost_re12_c2p1_co2_cut90p_tnt1 | 6.5145 | TRUE
35 | prm15_fix_wcost_re12_c2p1_co2_cut90p_tnt1 | 0.028023 | TRUE
36 | prm15_fix_wcost_re12_c2p1_co2_cut90p_tnt1 | 0.17485 | TRUE
37 | prm15_fix_wcost_re12_c2p1_co2_cut90p_tnt1 | 0.011897 | TRUE
38 | prm15_fix_wcost_re12_c2p1_co2_cut90p_tnt1 | 0.34546 | TRUE
39 | prm15_fix_wcost_re12_c2p1_co2_cut90p_tnt1 | 0 | TRUE
40 | prm15_fix_wcost_re12_c2p1_co2_cut90p_tnt1 | 0 | TRUE
41 | prm15_fix_wcost_re12_c2p1_co2_cut90p_tnt1 | 0.82598 | TRUE
42 | prm15_fix_wcost_re12_c2p1_co2_cut90p_tnt1 | 4.0524 | TRUE
43 | prm15_fix_wcost_re12_c2p1_co2_cut90p_tnt1 | 8.139 | TRUE
44 | prm15_fix_wcost_re12_c2p1_co2_cut90p_tnt1 | 4.3138 | TRUE
45 | prm15_fix_wcost_re12_c2p1_co2_cut90p_tnt1 | 4.5631 | TRUE
46 | prm15_fix_wcost_re12_c2p1_co2_cut90p_tnt1 | 7.899 | TRUE
47 | prm15_fix_wcost_re12_c2p1_co2_cut90p_tnt1 | 0 | TRUE
48 | prm15_fix_wcost_re12_c2p1_co2_cut90p_tnt1 | 10.6297 | TRUE
49 | prm15_fix_wcost_re12_c2p1_co2_cut90p_tnt1 | 5.9284 | TRUE
50 | prm15_fix_wcost_re12_c2p1_co2_cut90p_tnt1 | 3.0691 | TRUE
51 | prm15_fix_wcost_re12_c2p1_co2_cut90p_tnt1 | 0 | TRUE
52 | prm15_fix_wcost_re12_c2p1_co2_cut90p_tnt1 | 0 | TRUE
53 | prm15_fix_wcost_re12_c2p1_co2_cut90p_tnt1 | 1.7977 | TRUE
54 | prm15_fix_wcost_re12_c2p1_co2_cut90p_tnt1 | 4.546 | TRUE
55 | prm15_fix_wcost_re12_c2p1_co2_cut90p_tnt1 | 7.4566 | TRUE
56 | prm15_fix_wcost_re12_c2p1_co2_cut90p_tnt1 | 8.1383 | TRUE
57 | prm15_fix_wcost_re12_c2p1_co2_cut90p_tnt1 | 11.6326 | TRUE
58 | prm15_fix_wcost_re12_c2p1_co2_cut90p_tnt1 | 12.4549 | TRUE
59 | prm15_fix_wcost_re12_c2p1_co2_cut90p_tnt1 | 0 | TRUE
60 | prm15_fix_wcost_re12_c2p1_co2_cut90p_tnt1 | 17.7085 | TRUE
61 | prm15_fix_wcost_re12_c2p1_co2_cut90p_tnt1 | 14.6052 | TRUE
62 | prm15_fix_wcost_re12_c2p1_co2_cut90p_tnt1 | 11.2597 | TRUE
63 | prm15_fix_wcost_re12_c2p1_co2_cut90p_tnt1 | 4.4985 | TRUE
64 | prm15_fix_wcost_re12_c2p1_co2_cut90p_tnt1 | 3.4968 | TRUE
65 | prm15_fix_wcost_re12_c2p1_co2_cut90p_tnt1 | 4.5854 | TRUE
66 | prm15_fix_wcost_re12_c2p1_co2_cut90p_tnt1 | 5.9903 | TRUE
67 | prm15_fix_wcost_re12_c2p1_co2_cut90p_tnt1 | 10.274 | TRUE
68 | prm15_fix_wcost_re12_c2p1_co2_cut90p_tnt1 | 13.5285 | TRUE
69 | prm15_fix_wcost_re12_c2p1_co2_cut90p_tnt1 | 13.1774 | TRUE
70 | prm15_fix_wcost_re12_c2p1_co2_cut90p_tnt1 | 20.9502 | TRUE
71 | prm15_fix_wcost_re12_c2p1_co2_cut90p_tnt1 | 4.1234 | TRUE
0 | prm15_fix_wcost_re12_c2p1_tnt1 | 0 | FALSE
1 | prm15_fix_wcost_re12_c2p1_tnt1 | 0 | FALSE
2 | prm15_fix_wcost_re12_c2p1_tnt1 | 0 | FALSE
3 | prm15_fix_wcost_re12_c2p1_tnt1 | 0 | FALSE
4 | prm15_fix_wcost_re12_c2p1_tnt1 | 0 | FALSE
5 | prm15_fix_wcost_re12_c2p1_tnt1 | 0 | FALSE
6 | prm15_fix_wcost_re12_c2p1_tnt1 | 0 | FALSE
7 | prm15_fix_wcost_re12_c2p1_tnt1 | 0 | FALSE
8 | prm15_fix_wcost_re12_c2p1_tnt1 | 1.907 | FALSE
9 | prm15_fix_wcost_re12_c2p1_tnt1 | 0 | FALSE
10 | prm15_fix_wcost_re12_c2p1_tnt1 | 1.7284 | FALSE
11 | prm15_fix_wcost_re12_c2p1_tnt1 | 0 | FALSE
12 | prm15_fix_wcost_re12_c2p1_tnt1 | 0 | FALSE
13 | prm15_fix_wcost_re12_c2p1_tnt1 | 0 | FALSE
14 | prm15_fix_wcost_re12_c2p1_tnt1 | 0 | FALSE
15 | prm15_fix_wcost_re12_c2p1_tnt1 | 0 | FALSE
16 | prm15_fix_wcost_re12_c2p1_tnt1 | 0 | FALSE
17 | prm15_fix_wcost_re12_c2p1_tnt1 | 0 | FALSE
18 | prm15_fix_wcost_re12_c2p1_tnt1 | 0 | FALSE
19 | prm15_fix_wcost_re12_c2p1_tnt1 | 0 | FALSE
20 | prm15_fix_wcost_re12_c2p1_tnt1 | 0.64086 | FALSE
21 | prm15_fix_wcost_re12_c2p1_tnt1 | 0 | FALSE
22 | prm15_fix_wcost_re12_c2p1_tnt1 | 1.5257 | FALSE
23 | prm15_fix_wcost_re12_c2p1_tnt1 | 0 | FALSE
24 | prm15_fix_wcost_re12_c2p1_tnt1 | 0 | FALSE
25 | prm15_fix_wcost_re12_c2p1_tnt1 | 0 | FALSE
26 | prm15_fix_wcost_re12_c2p1_tnt1 | 0 | FALSE
27 | prm15_fix_wcost_re12_c2p1_tnt1 | 0 | FALSE
28 | prm15_fix_wcost_re12_c2p1_tnt1 | 0 | FALSE
29 | prm15_fix_wcost_re12_c2p1_tnt1 | 0 | FALSE
30 | prm15_fix_wcost_re12_c2p1_tnt1 | 0 | FALSE
31 | prm15_fix_wcost_re12_c2p1_tnt1 | 0 | FALSE
32 | prm15_fix_wcost_re12_c2p1_tnt1 | 0 | FALSE
33 | prm15_fix_wcost_re12_c2p1_tnt1 | 0 | FALSE
34 | prm15_fix_wcost_re12_c2p1_tnt1 | 0.92635 | FALSE
35 | prm15_fix_wcost_re12_c2p1_tnt1 | 0 | FALSE
36 | prm15_fix_wcost_re12_c2p1_tnt1 | 0 | FALSE
37 | prm15_fix_wcost_re12_c2p1_tnt1 | 0 | FALSE
38 | prm15_fix_wcost_re12_c2p1_tnt1 | 0 | FALSE
39 | prm15_fix_wcost_re12_c2p1_tnt1 | 0 | FALSE
40 | prm15_fix_wcost_re12_c2p1_tnt1 | 0 | FALSE
41 | prm15_fix_wcost_re12_c2p1_tnt1 | 0 | FALSE
42 | prm15_fix_wcost_re12_c2p1_tnt1 | 0 | FALSE
43 | prm15_fix_wcost_re12_c2p1_tnt1 | 0 | FALSE
44 | prm15_fix_wcost_re12_c2p1_tnt1 | 0 | FALSE
45 | prm15_fix_wcost_re12_c2p1_tnt1 | 0 | FALSE
46 | prm15_fix_wcost_re12_c2p1_tnt1 | 0 | FALSE
47 | prm15_fix_wcost_re12_c2p1_tnt1 | 0 | FALSE
48 | prm15_fix_wcost_re12_c2p1_tnt1 | 0.94876 | FALSE
49 | prm15_fix_wcost_re12_c2p1_tnt1 | 0.28169 | FALSE
50 | prm15_fix_wcost_re12_c2p1_tnt1 | 0.66663 | FALSE
51 | prm15_fix_wcost_re12_c2p1_tnt1 | 0 | FALSE
52 | prm15_fix_wcost_re12_c2p1_tnt1 | 0 | FALSE
53 | prm15_fix_wcost_re12_c2p1_tnt1 | 0.19498 | FALSE
54 | prm15_fix_wcost_re12_c2p1_tnt1 | 0.39974 | FALSE
55 | prm15_fix_wcost_re12_c2p1_tnt1 | 1.0694 | FALSE
56 | prm15_fix_wcost_re12_c2p1_tnt1 | 0.42603 | FALSE
57 | prm15_fix_wcost_re12_c2p1_tnt1 | 0.079497 | FALSE
58 | prm15_fix_wcost_re12_c2p1_tnt1 | 0.047264 | FALSE
59 | prm15_fix_wcost_re12_c2p1_tnt1 | 0.072115 | FALSE
60 | prm15_fix_wcost_re12_c2p1_tnt1 | 0.74662 | FALSE
61 | prm15_fix_wcost_re12_c2p1_tnt1 | 0.247 | FALSE
62 | prm15_fix_wcost_re12_c2p1_tnt1 | 1.3538 | FALSE
63 | prm15_fix_wcost_re12_c2p1_tnt1 | 0 | FALSE
64 | prm15_fix_wcost_re12_c2p1_tnt1 | 0 | FALSE
65 | prm15_fix_wcost_re12_c2p1_tnt1 | 0.1456 | FALSE
66 | prm15_fix_wcost_re12_c2p1_tnt1 | 0.33367 | FALSE
67 | prm15_fix_wcost_re12_c2p1_tnt1 | 0.24181 | FALSE
68 | prm15_fix_wcost_re12_c2p1_tnt1 | 0.27268 | FALSE
69 | prm15_fix_wcost_re12_c2p1_tnt1 | 0.016205 | FALSE
70 | prm15_fix_wcost_re12_c2p1_tnt1 | 0.00044382 | FALSE
71 | prm15_fix_wcost_re12_c2p1_tnt1 | 0.036825 | FALSE
0 | prm15_fix_wcost_re13_c2p1_co2_cut90p_tnt1 | 0 | TRUE
1 | prm15_fix_wcost_re13_c2p1_co2_cut90p_tnt1 | 0 | TRUE
2 | prm15_fix_wcost_re13_c2p1_co2_cut90p_tnt1 | 0 | TRUE
3 | prm15_fix_wcost_re13_c2p1_co2_cut90p_tnt1 | 0 | TRUE
4 | prm15_fix_wcost_re13_c2p1_co2_cut90p_tnt1 | 0 | TRUE
5 | prm15_fix_wcost_re13_c2p1_co2_cut90p_tnt1 | 0 | TRUE
6 | prm15_fix_wcost_re13_c2p1_co2_cut90p_tnt1 | 0 | TRUE
7 | prm15_fix_wcost_re13_c2p1_co2_cut90p_tnt1 | 3.4191 | TRUE
8 | prm15_fix_wcost_re13_c2p1_co2_cut90p_tnt1 | 5.7378 | TRUE
9 | prm15_fix_wcost_re13_c2p1_co2_cut90p_tnt1 | 1.8503 | TRUE
10 | prm15_fix_wcost_re13_c2p1_co2_cut90p_tnt1 | 5.7015 | TRUE
11 | prm15_fix_wcost_re13_c2p1_co2_cut90p_tnt1 | 0 | TRUE
12 | prm15_fix_wcost_re13_c2p1_co2_cut90p_tnt1 | 0 | TRUE
13 | prm15_fix_wcost_re13_c2p1_co2_cut90p_tnt1 | 0 | TRUE
14 | prm15_fix_wcost_re13_c2p1_co2_cut90p_tnt1 | 0 | TRUE
15 | prm15_fix_wcost_re13_c2p1_co2_cut90p_tnt1 | 0 | TRUE
16 | prm15_fix_wcost_re13_c2p1_co2_cut90p_tnt1 | 0 | TRUE
17 | prm15_fix_wcost_re13_c2p1_co2_cut90p_tnt1 | 0.084269 | TRUE
18 | prm15_fix_wcost_re13_c2p1_co2_cut90p_tnt1 | 0 | TRUE
19 | prm15_fix_wcost_re13_c2p1_co2_cut90p_tnt1 | 3.5792 | TRUE
20 | prm15_fix_wcost_re13_c2p1_co2_cut90p_tnt1 | 4.7124 | TRUE
21 | prm15_fix_wcost_re13_c2p1_co2_cut90p_tnt1 | 2.15 | TRUE
22 | prm15_fix_wcost_re13_c2p1_co2_cut90p_tnt1 | 5.0445 | TRUE
23 | prm15_fix_wcost_re13_c2p1_co2_cut90p_tnt1 | 0 | TRUE
24 | prm15_fix_wcost_re13_c2p1_co2_cut90p_tnt1 | 0 | TRUE
25 | prm15_fix_wcost_re13_c2p1_co2_cut90p_tnt1 | 0.012703 | TRUE
26 | prm15_fix_wcost_re13_c2p1_co2_cut90p_tnt1 | 0.30093 | TRUE
27 | prm15_fix_wcost_re13_c2p1_co2_cut90p_tnt1 | 0 | TRUE
28 | prm15_fix_wcost_re13_c2p1_co2_cut90p_tnt1 | 0 | TRUE
29 | prm15_fix_wcost_re13_c2p1_co2_cut90p_tnt1 | 1.1313 | TRUE
30 | prm15_fix_wcost_re13_c2p1_co2_cut90p_tnt1 | 0.86098 | TRUE
31 | prm15_fix_wcost_re13_c2p1_co2_cut90p_tnt1 | 2.9922 | TRUE
32 | prm15_fix_wcost_re13_c2p1_co2_cut90p_tnt1 | 5.923 | TRUE
33 | prm15_fix_wcost_re13_c2p1_co2_cut90p_tnt1 | 3.9783 | TRUE
34 | prm15_fix_wcost_re13_c2p1_co2_cut90p_tnt1 | 6.2174 | TRUE
35 | prm15_fix_wcost_re13_c2p1_co2_cut90p_tnt1 | 0 | TRUE
36 | prm15_fix_wcost_re13_c2p1_co2_cut90p_tnt1 | 0.60511 | TRUE
37 | prm15_fix_wcost_re13_c2p1_co2_cut90p_tnt1 | 0.72016 | TRUE
38 | prm15_fix_wcost_re13_c2p1_co2_cut90p_tnt1 | 1.1477 | TRUE
39 | prm15_fix_wcost_re13_c2p1_co2_cut90p_tnt1 | 0 | TRUE
40 | prm15_fix_wcost_re13_c2p1_co2_cut90p_tnt1 | 0 | TRUE
41 | prm15_fix_wcost_re13_c2p1_co2_cut90p_tnt1 | 1.6547 | TRUE
42 | prm15_fix_wcost_re13_c2p1_co2_cut90p_tnt1 | 5.221 | TRUE
43 | prm15_fix_wcost_re13_c2p1_co2_cut90p_tnt1 | 9.3161 | TRUE
44 | prm15_fix_wcost_re13_c2p1_co2_cut90p_tnt1 | 4.3229 | TRUE
45 | prm15_fix_wcost_re13_c2p1_co2_cut90p_tnt1 | 2.0296 | TRUE
46 | prm15_fix_wcost_re13_c2p1_co2_cut90p_tnt1 | 5.1802 | TRUE
47 | prm15_fix_wcost_re13_c2p1_co2_cut90p_tnt1 | 0 | TRUE
48 | prm15_fix_wcost_re13_c2p1_co2_cut90p_tnt1 | 8.5495 | TRUE
49 | prm15_fix_wcost_re13_c2p1_co2_cut90p_tnt1 | 2.8215 | TRUE
50 | prm15_fix_wcost_re13_c2p1_co2_cut90p_tnt1 | 2.1642 | TRUE
51 | prm15_fix_wcost_re13_c2p1_co2_cut90p_tnt1 | 0 | TRUE
52 | prm15_fix_wcost_re13_c2p1_co2_cut90p_tnt1 | 0.31694 | TRUE
53 | prm15_fix_wcost_re13_c2p1_co2_cut90p_tnt1 | 2.8377 | TRUE
54 | prm15_fix_wcost_re13_c2p1_co2_cut90p_tnt1 | 9.4681 | TRUE
55 | prm15_fix_wcost_re13_c2p1_co2_cut90p_tnt1 | 13.2595 | TRUE
56 | prm15_fix_wcost_re13_c2p1_co2_cut90p_tnt1 | 10.0488 | TRUE
57 | prm15_fix_wcost_re13_c2p1_co2_cut90p_tnt1 | 10.9604 | TRUE
58 | prm15_fix_wcost_re13_c2p1_co2_cut90p_tnt1 | 14.6045 | TRUE
59 | prm15_fix_wcost_re13_c2p1_co2_cut90p_tnt1 | 0.23507 | TRUE
60 | prm15_fix_wcost_re13_c2p1_co2_cut90p_tnt1 | 15.5428 | TRUE
61 | prm15_fix_wcost_re13_c2p1_co2_cut90p_tnt1 | 11.3389 | TRUE
62 | prm15_fix_wcost_re13_c2p1_co2_cut90p_tnt1 | 9.2345 | TRUE
63 | prm15_fix_wcost_re13_c2p1_co2_cut90p_tnt1 | 2.363 | TRUE
64 | prm15_fix_wcost_re13_c2p1_co2_cut90p_tnt1 | 3.473 | TRUE
65 | prm15_fix_wcost_re13_c2p1_co2_cut90p_tnt1 | 5.735 | TRUE
66 | prm15_fix_wcost_re13_c2p1_co2_cut90p_tnt1 | 7.5421 | TRUE
67 | prm15_fix_wcost_re13_c2p1_co2_cut90p_tnt1 | 10.4465 | TRUE
68 | prm15_fix_wcost_re13_c2p1_co2_cut90p_tnt1 | 12.0399 | TRUE
69 | prm15_fix_wcost_re13_c2p1_co2_cut90p_tnt1 | 11.2496 | TRUE
70 | prm15_fix_wcost_re13_c2p1_co2_cut90p_tnt1 | 18.075 | TRUE
71 | prm15_fix_wcost_re13_c2p1_co2_cut90p_tnt1 | 3.857 | TRUE
0 | prm15_fix_wcost_re13_c2p1_tnt1 | 0 | FALSE
1 | prm15_fix_wcost_re13_c2p1_tnt1 | 0 | FALSE
2 | prm15_fix_wcost_re13_c2p1_tnt1 | 0 | FALSE
3 | prm15_fix_wcost_re13_c2p1_tnt1 | 0 | FALSE
4 | prm15_fix_wcost_re13_c2p1_tnt1 | 0 | FALSE
5 | prm15_fix_wcost_re13_c2p1_tnt1 | 0 | FALSE
6 | prm15_fix_wcost_re13_c2p1_tnt1 | 0 | FALSE
7 | prm15_fix_wcost_re13_c2p1_tnt1 | 0 | FALSE
8 | prm15_fix_wcost_re13_c2p1_tnt1 | 1.6217 | FALSE
9 | prm15_fix_wcost_re13_c2p1_tnt1 | 0 | FALSE
10 | prm15_fix_wcost_re13_c2p1_tnt1 | 0.81926 | FALSE
11 | prm15_fix_wcost_re13_c2p1_tnt1 | 0 | FALSE
12 | prm15_fix_wcost_re13_c2p1_tnt1 | 0 | FALSE
13 | prm15_fix_wcost_re13_c2p1_tnt1 | 0 | FALSE
14 | prm15_fix_wcost_re13_c2p1_tnt1 | 0 | FALSE
15 | prm15_fix_wcost_re13_c2p1_tnt1 | 0 | FALSE
16 | prm15_fix_wcost_re13_c2p1_tnt1 | 0 | FALSE
17 | prm15_fix_wcost_re13_c2p1_tnt1 | 0 | FALSE
18 | prm15_fix_wcost_re13_c2p1_tnt1 | 0 | FALSE
19 | prm15_fix_wcost_re13_c2p1_tnt1 | 0 | FALSE
20 | prm15_fix_wcost_re13_c2p1_tnt1 | 0.82038 | FALSE
21 | prm15_fix_wcost_re13_c2p1_tnt1 | 0 | FALSE
22 | prm15_fix_wcost_re13_c2p1_tnt1 | 0.47737 | FALSE
23 | prm15_fix_wcost_re13_c2p1_tnt1 | 0 | FALSE
24 | prm15_fix_wcost_re13_c2p1_tnt1 | 0 | FALSE
25 | prm15_fix_wcost_re13_c2p1_tnt1 | 0 | FALSE
26 | prm15_fix_wcost_re13_c2p1_tnt1 | 0 | FALSE
27 | prm15_fix_wcost_re13_c2p1_tnt1 | 0 | FALSE
28 | prm15_fix_wcost_re13_c2p1_tnt1 | 0 | FALSE
29 | prm15_fix_wcost_re13_c2p1_tnt1 | 0 | FALSE
30 | prm15_fix_wcost_re13_c2p1_tnt1 | 0 | FALSE
31 | prm15_fix_wcost_re13_c2p1_tnt1 | 0 | FALSE
32 | prm15_fix_wcost_re13_c2p1_tnt1 | 0 | FALSE
33 | prm15_fix_wcost_re13_c2p1_tnt1 | 0 | FALSE
34 | prm15_fix_wcost_re13_c2p1_tnt1 | 0.31009 | FALSE
35 | prm15_fix_wcost_re13_c2p1_tnt1 | 0 | FALSE
36 | prm15_fix_wcost_re13_c2p1_tnt1 | 0 | FALSE
37 | prm15_fix_wcost_re13_c2p1_tnt1 | 0.0015833 | FALSE
38 | prm15_fix_wcost_re13_c2p1_tnt1 | 0 | FALSE
39 | prm15_fix_wcost_re13_c2p1_tnt1 | 0 | FALSE
40 | prm15_fix_wcost_re13_c2p1_tnt1 | 0 | FALSE
41 | prm15_fix_wcost_re13_c2p1_tnt1 | 0.00061532 | FALSE
42 | prm15_fix_wcost_re13_c2p1_tnt1 | 0 | FALSE
43 | prm15_fix_wcost_re13_c2p1_tnt1 | 0.004845 | FALSE
44 | prm15_fix_wcost_re13_c2p1_tnt1 | 0 | FALSE
45 | prm15_fix_wcost_re13_c2p1_tnt1 | 0 | FALSE
46 | prm15_fix_wcost_re13_c2p1_tnt1 | 0 | FALSE
47 | prm15_fix_wcost_re13_c2p1_tnt1 | 0 | FALSE
48 | prm15_fix_wcost_re13_c2p1_tnt1 | 0.86883 | FALSE
49 | prm15_fix_wcost_re13_c2p1_tnt1 | 0.28269 | FALSE
50 | prm15_fix_wcost_re13_c2p1_tnt1 | 0.55094 | FALSE
51 | prm15_fix_wcost_re13_c2p1_tnt1 | 0 | FALSE
52 | prm15_fix_wcost_re13_c2p1_tnt1 | 0.15279 | FALSE
53 | prm15_fix_wcost_re13_c2p1_tnt1 | 0.39774 | FALSE
54 | prm15_fix_wcost_re13_c2p1_tnt1 | 0.57932 | FALSE
55 | prm15_fix_wcost_re13_c2p1_tnt1 | 1.258 | FALSE
56 | prm15_fix_wcost_re13_c2p1_tnt1 | 0.39626 | FALSE
57 | prm15_fix_wcost_re13_c2p1_tnt1 | 0.041746 | FALSE
58 | prm15_fix_wcost_re13_c2p1_tnt1 | 0.13628 | FALSE
59 | prm15_fix_wcost_re13_c2p1_tnt1 | 0.034603 | FALSE
60 | prm15_fix_wcost_re13_c2p1_tnt1 | 0.81414 | FALSE
61 | prm15_fix_wcost_re13_c2p1_tnt1 | 0.30809 | FALSE
62 | prm15_fix_wcost_re13_c2p1_tnt1 | 1.0227 | FALSE
63 | prm15_fix_wcost_re13_c2p1_tnt1 | 0 | FALSE
64 | prm15_fix_wcost_re13_c2p1_tnt1 | 0 | FALSE
65 | prm15_fix_wcost_re13_c2p1_tnt1 | 0.004399 | FALSE
66 | prm15_fix_wcost_re13_c2p1_tnt1 | 0.20826 | FALSE
67 | prm15_fix_wcost_re13_c2p1_tnt1 | 0.13128 | FALSE
68 | prm15_fix_wcost_re13_c2p1_tnt1 | 0.33844 | FALSE
69 | prm15_fix_wcost_re13_c2p1_tnt1 | 0.089236 | FALSE
70 | prm15_fix_wcost_re13_c2p1_tnt1 | 0.037007 | FALSE
71 | prm15_fix_wcost_re13_c2p1_tnt1 | 0.10233 | FALSE
0 | prm15_fix_wcost_re14_c2p1_co2_cut90p_tnt1 | 0 | TRUE
1 | prm15_fix_wcost_re14_c2p1_co2_cut90p_tnt1 | 0 | TRUE
2 | prm15_fix_wcost_re14_c2p1_co2_cut90p_tnt1 | 0 | TRUE
3 | prm15_fix_wcost_re14_c2p1_co2_cut90p_tnt1 | 0 | TRUE
4 | prm15_fix_wcost_re14_c2p1_co2_cut90p_tnt1 | 0 | TRUE
5 | prm15_fix_wcost_re14_c2p1_co2_cut90p_tnt1 | 0 | TRUE
6 | prm15_fix_wcost_re14_c2p1_co2_cut90p_tnt1 | 0 | TRUE
7 | prm15_fix_wcost_re14_c2p1_co2_cut90p_tnt1 | 2.8825 | TRUE
8 | prm15_fix_wcost_re14_c2p1_co2_cut90p_tnt1 | 5.2226 | TRUE
9 | prm15_fix_wcost_re14_c2p1_co2_cut90p_tnt1 | 2.3748 | TRUE
10 | prm15_fix_wcost_re14_c2p1_co2_cut90p_tnt1 | 5.3361 | TRUE
11 | prm15_fix_wcost_re14_c2p1_co2_cut90p_tnt1 | 0 | TRUE
12 | prm15_fix_wcost_re14_c2p1_co2_cut90p_tnt1 | 0 | TRUE
13 | prm15_fix_wcost_re14_c2p1_co2_cut90p_tnt1 | 0 | TRUE
14 | prm15_fix_wcost_re14_c2p1_co2_cut90p_tnt1 | 0 | TRUE
15 | prm15_fix_wcost_re14_c2p1_co2_cut90p_tnt1 | 0 | TRUE
16 | prm15_fix_wcost_re14_c2p1_co2_cut90p_tnt1 | 0 | TRUE
17 | prm15_fix_wcost_re14_c2p1_co2_cut90p_tnt1 | 0.31326 | TRUE
18 | prm15_fix_wcost_re14_c2p1_co2_cut90p_tnt1 | 0 | TRUE
19 | prm15_fix_wcost_re14_c2p1_co2_cut90p_tnt1 | 3.2923 | TRUE
20 | prm15_fix_wcost_re14_c2p1_co2_cut90p_tnt1 | 4.1577 | TRUE
21 | prm15_fix_wcost_re14_c2p1_co2_cut90p_tnt1 | 2.1564 | TRUE
22 | prm15_fix_wcost_re14_c2p1_co2_cut90p_tnt1 | 4.9223 | TRUE
23 | prm15_fix_wcost_re14_c2p1_co2_cut90p_tnt1 | 0 | TRUE
24 | prm15_fix_wcost_re14_c2p1_co2_cut90p_tnt1 | 0.14651 | TRUE
25 | prm15_fix_wcost_re14_c2p1_co2_cut90p_tnt1 | 0.053743 | TRUE
26 | prm15_fix_wcost_re14_c2p1_co2_cut90p_tnt1 | 0.64915 | TRUE
27 | prm15_fix_wcost_re14_c2p1_co2_cut90p_tnt1 | 0.023291 | TRUE
28 | prm15_fix_wcost_re14_c2p1_co2_cut90p_tnt1 | 0.13765 | TRUE
29 | prm15_fix_wcost_re14_c2p1_co2_cut90p_tnt1 | 1.5074 | TRUE
30 | prm15_fix_wcost_re14_c2p1_co2_cut90p_tnt1 | 0.9883 | TRUE
31 | prm15_fix_wcost_re14_c2p1_co2_cut90p_tnt1 | 1.668 | TRUE
32 | prm15_fix_wcost_re14_c2p1_co2_cut90p_tnt1 | 5.0623 | TRUE
33 | prm15_fix_wcost_re14_c2p1_co2_cut90p_tnt1 | 2.72 | TRUE
34 | prm15_fix_wcost_re14_c2p1_co2_cut90p_tnt1 | 6.3996 | TRUE
35 | prm15_fix_wcost_re14_c2p1_co2_cut90p_tnt1 | 0.010184 | TRUE
36 | prm15_fix_wcost_re14_c2p1_co2_cut90p_tnt1 | 1.1374 | TRUE
37 | prm15_fix_wcost_re14_c2p1_co2_cut90p_tnt1 | 0.012668 | TRUE
38 | prm15_fix_wcost_re14_c2p1_co2_cut90p_tnt1 | 0.18342 | TRUE
39 | prm15_fix_wcost_re14_c2p1_co2_cut90p_tnt1 | 0 | TRUE
40 | prm15_fix_wcost_re14_c2p1_co2_cut90p_tnt1 | 0 | TRUE
41 | prm15_fix_wcost_re14_c2p1_co2_cut90p_tnt1 | 0.66679 | TRUE
42 | prm15_fix_wcost_re14_c2p1_co2_cut90p_tnt1 | 2.0089 | TRUE
43 | prm15_fix_wcost_re14_c2p1_co2_cut90p_tnt1 | 1.6204 | TRUE
44 | prm15_fix_wcost_re14_c2p1_co2_cut90p_tnt1 | 8.6424 | TRUE
45 | prm15_fix_wcost_re14_c2p1_co2_cut90p_tnt1 | 5.4262 | TRUE
46 | prm15_fix_wcost_re14_c2p1_co2_cut90p_tnt1 | 10.9311 | TRUE
47 | prm15_fix_wcost_re14_c2p1_co2_cut90p_tnt1 | 0 | TRUE
48 | prm15_fix_wcost_re14_c2p1_co2_cut90p_tnt1 | 10.9196 | TRUE
49 | prm15_fix_wcost_re14_c2p1_co2_cut90p_tnt1 | 0.83952 | TRUE
50 | prm15_fix_wcost_re14_c2p1_co2_cut90p_tnt1 | 3.1333 | TRUE
51 | prm15_fix_wcost_re14_c2p1_co2_cut90p_tnt1 | 0 | TRUE
52 | prm15_fix_wcost_re14_c2p1_co2_cut90p_tnt1 | 0 | TRUE
53 | prm15_fix_wcost_re14_c2p1_co2_cut90p_tnt1 | 1.7542 | TRUE
54 | prm15_fix_wcost_re14_c2p1_co2_cut90p_tnt1 | 5.9669 | TRUE
55 | prm15_fix_wcost_re14_c2p1_co2_cut90p_tnt1 | 9.0577 | TRUE
56 | prm15_fix_wcost_re14_c2p1_co2_cut90p_tnt1 | 12.0646 | TRUE
57 | prm15_fix_wcost_re14_c2p1_co2_cut90p_tnt1 | 11.993 | TRUE
58 | prm15_fix_wcost_re14_c2p1_co2_cut90p_tnt1 | 11.4828 | TRUE
59 | prm15_fix_wcost_re14_c2p1_co2_cut90p_tnt1 | 0 | TRUE
60 | prm15_fix_wcost_re14_c2p1_co2_cut90p_tnt1 | 17.7483 | TRUE
61 | prm15_fix_wcost_re14_c2p1_co2_cut90p_tnt1 | 14.7002 | TRUE
62 | prm15_fix_wcost_re14_c2p1_co2_cut90p_tnt1 | 11.2763 | TRUE
63 | prm15_fix_wcost_re14_c2p1_co2_cut90p_tnt1 | 4.4991 | TRUE
64 | prm15_fix_wcost_re14_c2p1_co2_cut90p_tnt1 | 3.1344 | TRUE
65 | prm15_fix_wcost_re14_c2p1_co2_cut90p_tnt1 | 4.7784 | TRUE
66 | prm15_fix_wcost_re14_c2p1_co2_cut90p_tnt1 | 6.8445 | TRUE
67 | prm15_fix_wcost_re14_c2p1_co2_cut90p_tnt1 | 11.1241 | TRUE
68 | prm15_fix_wcost_re14_c2p1_co2_cut90p_tnt1 | 14.4327 | TRUE
69 | prm15_fix_wcost_re14_c2p1_co2_cut90p_tnt1 | 13.0379 | TRUE
70 | prm15_fix_wcost_re14_c2p1_co2_cut90p_tnt1 | 21.5242 | TRUE
71 | prm15_fix_wcost_re14_c2p1_co2_cut90p_tnt1 | 3.9283 | TRUE
0 | prm15_fix_wcost_re14_c2p1_tnt1 | 0 | FALSE
1 | prm15_fix_wcost_re14_c2p1_tnt1 | 0 | FALSE
2 | prm15_fix_wcost_re14_c2p1_tnt1 | 0 | FALSE
3 | prm15_fix_wcost_re14_c2p1_tnt1 | 0 | FALSE
4 | prm15_fix_wcost_re14_c2p1_tnt1 | 0 | FALSE
5 | prm15_fix_wcost_re14_c2p1_tnt1 | 0 | FALSE
6 | prm15_fix_wcost_re14_c2p1_tnt1 | 0 | FALSE
7 | prm15_fix_wcost_re14_c2p1_tnt1 | 0 | FALSE
8 | prm15_fix_wcost_re14_c2p1_tnt1 | 1.8856 | FALSE
9 | prm15_fix_wcost_re14_c2p1_tnt1 | 0 | FALSE
10 | prm15_fix_wcost_re14_c2p1_tnt1 | 1.4502 | FALSE
11 | prm15_fix_wcost_re14_c2p1_tnt1 | 0 | FALSE
12 | prm15_fix_wcost_re14_c2p1_tnt1 | 0 | FALSE
13 | prm15_fix_wcost_re14_c2p1_tnt1 | 0 | FALSE
14 | prm15_fix_wcost_re14_c2p1_tnt1 | 0 | FALSE
15 | prm15_fix_wcost_re14_c2p1_tnt1 | 0 | FALSE
16 | prm15_fix_wcost_re14_c2p1_tnt1 | 0 | FALSE
17 | prm15_fix_wcost_re14_c2p1_tnt1 | 0 | FALSE
18 | prm15_fix_wcost_re14_c2p1_tnt1 | 0 | FALSE
19 | prm15_fix_wcost_re14_c2p1_tnt1 | 0 | FALSE
20 | prm15_fix_wcost_re14_c2p1_tnt1 | 0.81174 | FALSE
21 | prm15_fix_wcost_re14_c2p1_tnt1 | 0 | FALSE
22 | prm15_fix_wcost_re14_c2p1_tnt1 | 1.2624 | FALSE
23 | prm15_fix_wcost_re14_c2p1_tnt1 | 0 | FALSE
24 | prm15_fix_wcost_re14_c2p1_tnt1 | 0 | FALSE
25 | prm15_fix_wcost_re14_c2p1_tnt1 | 0 | FALSE
26 | prm15_fix_wcost_re14_c2p1_tnt1 | 0 | FALSE
27 | prm15_fix_wcost_re14_c2p1_tnt1 | 0 | FALSE
28 | prm15_fix_wcost_re14_c2p1_tnt1 | 0 | FALSE
29 | prm15_fix_wcost_re14_c2p1_tnt1 | 0 | FALSE
30 | prm15_fix_wcost_re14_c2p1_tnt1 | 0 | FALSE
31 | prm15_fix_wcost_re14_c2p1_tnt1 | 0 | FALSE
32 | prm15_fix_wcost_re14_c2p1_tnt1 | 0 | FALSE
33 | prm15_fix_wcost_re14_c2p1_tnt1 | 0 | FALSE
34 | prm15_fix_wcost_re14_c2p1_tnt1 | 0.87719 | FALSE
35 | prm15_fix_wcost_re14_c2p1_tnt1 | 0 | FALSE
36 | prm15_fix_wcost_re14_c2p1_tnt1 | 0 | FALSE
37 | prm15_fix_wcost_re14_c2p1_tnt1 | 0.001588 | FALSE
38 | prm15_fix_wcost_re14_c2p1_tnt1 | 0 | FALSE
39 | prm15_fix_wcost_re14_c2p1_tnt1 | 0 | FALSE
40 | prm15_fix_wcost_re14_c2p1_tnt1 | 0 | FALSE
41 | prm15_fix_wcost_re14_c2p1_tnt1 | 0.00061532 | FALSE
42 | prm15_fix_wcost_re14_c2p1_tnt1 | 0.016041 | FALSE
43 | prm15_fix_wcost_re14_c2p1_tnt1 | 0.025221 | FALSE
44 | prm15_fix_wcost_re14_c2p1_tnt1 | 0 | FALSE
45 | prm15_fix_wcost_re14_c2p1_tnt1 | 0 | FALSE
46 | prm15_fix_wcost_re14_c2p1_tnt1 | 0 | FALSE
47 | prm15_fix_wcost_re14_c2p1_tnt1 | 0 | FALSE
48 | prm15_fix_wcost_re14_c2p1_tnt1 | 0.98226 | FALSE
49 | prm15_fix_wcost_re14_c2p1_tnt1 | 0.41813 | FALSE
50 | prm15_fix_wcost_re14_c2p1_tnt1 | 0.70763 | FALSE
51 | prm15_fix_wcost_re14_c2p1_tnt1 | 0 | FALSE
52 | prm15_fix_wcost_re14_c2p1_tnt1 | 0.18618 | FALSE
53 | prm15_fix_wcost_re14_c2p1_tnt1 | 0.43619 | FALSE
54 | prm15_fix_wcost_re14_c2p1_tnt1 | 0.67272 | FALSE
55 | prm15_fix_wcost_re14_c2p1_tnt1 | 1.3932 | FALSE
56 | prm15_fix_wcost_re14_c2p1_tnt1 | 0.52765 | FALSE
57 | prm15_fix_wcost_re14_c2p1_tnt1 | 0.088767 | FALSE
58 | prm15_fix_wcost_re14_c2p1_tnt1 | 0.17839 | FALSE
59 | prm15_fix_wcost_re14_c2p1_tnt1 | 0.07231 | FALSE
60 | prm15_fix_wcost_re14_c2p1_tnt1 | 0.86848 | FALSE
61 | prm15_fix_wcost_re14_c2p1_tnt1 | 0.26836 | FALSE
62 | prm15_fix_wcost_re14_c2p1_tnt1 | 1.2636 | FALSE
63 | prm15_fix_wcost_re14_c2p1_tnt1 | 0 | FALSE
64 | prm15_fix_wcost_re14_c2p1_tnt1 | 0 | FALSE
65 | prm15_fix_wcost_re14_c2p1_tnt1 | 0 | FALSE
66 | prm15_fix_wcost_re14_c2p1_tnt1 | 0.14577 | FALSE
67 | prm15_fix_wcost_re14_c2p1_tnt1 | 0.025117 | FALSE
68 | prm15_fix_wcost_re14_c2p1_tnt1 | 0.30446 | FALSE
69 | prm15_fix_wcost_re14_c2p1_tnt1 | 0.045201 | FALSE
70 | prm15_fix_wcost_re14_c2p1_tnt1 | 0.011197 | FALSE
71 | prm15_fix_wcost_re14_c2p1_tnt1 | 0.062983 | FALSE
0 | prm15_fix_wcost_re15_c2p1_co2_cut90p_tnt1 | 0 | TRUE
1 | prm15_fix_wcost_re15_c2p1_co2_cut90p_tnt1 | 0 | TRUE
2 | prm15_fix_wcost_re15_c2p1_co2_cut90p_tnt1 | 0 | TRUE
3 | prm15_fix_wcost_re15_c2p1_co2_cut90p_tnt1 | 0 | TRUE
4 | prm15_fix_wcost_re15_c2p1_co2_cut90p_tnt1 | 0 | TRUE
5 | prm15_fix_wcost_re15_c2p1_co2_cut90p_tnt1 | 0 | TRUE
6 | prm15_fix_wcost_re15_c2p1_co2_cut90p_tnt1 | 0 | TRUE
7 | prm15_fix_wcost_re15_c2p1_co2_cut90p_tnt1 | 2.682 | TRUE
8 | prm15_fix_wcost_re15_c2p1_co2_cut90p_tnt1 | 5.4354 | TRUE
9 | prm15_fix_wcost_re15_c2p1_co2_cut90p_tnt1 | 1.5607 | TRUE
10 | prm15_fix_wcost_re15_c2p1_co2_cut90p_tnt1 | 5.3119 | TRUE
11 | prm15_fix_wcost_re15_c2p1_co2_cut90p_tnt1 | 0 | TRUE
12 | prm15_fix_wcost_re15_c2p1_co2_cut90p_tnt1 | 0 | TRUE
13 | prm15_fix_wcost_re15_c2p1_co2_cut90p_tnt1 | 0 | TRUE
14 | prm15_fix_wcost_re15_c2p1_co2_cut90p_tnt1 | 0 | TRUE
15 | prm15_fix_wcost_re15_c2p1_co2_cut90p_tnt1 | 0 | TRUE
16 | prm15_fix_wcost_re15_c2p1_co2_cut90p_tnt1 | 0 | TRUE
17 | prm15_fix_wcost_re15_c2p1_co2_cut90p_tnt1 | 0.16019 | TRUE
18 | prm15_fix_wcost_re15_c2p1_co2_cut90p_tnt1 | 0 | TRUE
19 | prm15_fix_wcost_re15_c2p1_co2_cut90p_tnt1 | 2.5751 | TRUE
20 | prm15_fix_wcost_re15_c2p1_co2_cut90p_tnt1 | 3.5892 | TRUE
21 | prm15_fix_wcost_re15_c2p1_co2_cut90p_tnt1 | 2.9148 | TRUE
22 | prm15_fix_wcost_re15_c2p1_co2_cut90p_tnt1 | 4.7937 | TRUE
23 | prm15_fix_wcost_re15_c2p1_co2_cut90p_tnt1 | 0 | TRUE
24 | prm15_fix_wcost_re15_c2p1_co2_cut90p_tnt1 | 0.012269 | TRUE
25 | prm15_fix_wcost_re15_c2p1_co2_cut90p_tnt1 | 0 | TRUE
26 | prm15_fix_wcost_re15_c2p1_co2_cut90p_tnt1 | 0.53836 | TRUE
27 | prm15_fix_wcost_re15_c2p1_co2_cut90p_tnt1 | 0.011544 | TRUE
28 | prm15_fix_wcost_re15_c2p1_co2_cut90p_tnt1 | 0.012465 | TRUE
29 | prm15_fix_wcost_re15_c2p1_co2_cut90p_tnt1 | 1.4083 | TRUE
30 | prm15_fix_wcost_re15_c2p1_co2_cut90p_tnt1 | 0.94514 | TRUE
31 | prm15_fix_wcost_re15_c2p1_co2_cut90p_tnt1 | 1.7625 | TRUE
32 | prm15_fix_wcost_re15_c2p1_co2_cut90p_tnt1 | 4.1875 | TRUE
33 | prm15_fix_wcost_re15_c2p1_co2_cut90p_tnt1 | 1.9702 | TRUE
34 | prm15_fix_wcost_re15_c2p1_co2_cut90p_tnt1 | 6.5139 | TRUE
35 | prm15_fix_wcost_re15_c2p1_co2_cut90p_tnt1 | 0.010185 | TRUE
36 | prm15_fix_wcost_re15_c2p1_co2_cut90p_tnt1 | 1.4263 | TRUE
37 | prm15_fix_wcost_re15_c2p1_co2_cut90p_tnt1 | 0.0083827 | TRUE
38 | prm15_fix_wcost_re15_c2p1_co2_cut90p_tnt1 | 0.14203 | TRUE
39 | prm15_fix_wcost_re15_c2p1_co2_cut90p_tnt1 | 0 | TRUE
40 | prm15_fix_wcost_re15_c2p1_co2_cut90p_tnt1 | 0 | TRUE
41 | prm15_fix_wcost_re15_c2p1_co2_cut90p_tnt1 | 0.69022 | TRUE
42 | prm15_fix_wcost_re15_c2p1_co2_cut90p_tnt1 | 2.6571 | TRUE
43 | prm15_fix_wcost_re15_c2p1_co2_cut90p_tnt1 | 4.7548 | TRUE
44 | prm15_fix_wcost_re15_c2p1_co2_cut90p_tnt1 | 5.4413 | TRUE
45 | prm15_fix_wcost_re15_c2p1_co2_cut90p_tnt1 | 5.6719 | TRUE
46 | prm15_fix_wcost_re15_c2p1_co2_cut90p_tnt1 | 9.5221 | TRUE
47 | prm15_fix_wcost_re15_c2p1_co2_cut90p_tnt1 | 0 | TRUE
48 | prm15_fix_wcost_re15_c2p1_co2_cut90p_tnt1 | 9.5512 | TRUE
49 | prm15_fix_wcost_re15_c2p1_co2_cut90p_tnt1 | 4.9392 | TRUE
50 | prm15_fix_wcost_re15_c2p1_co2_cut90p_tnt1 | 2.2913 | TRUE
51 | prm15_fix_wcost_re15_c2p1_co2_cut90p_tnt1 | 0 | TRUE
52 | prm15_fix_wcost_re15_c2p1_co2_cut90p_tnt1 | 0 | TRUE
53 | prm15_fix_wcost_re15_c2p1_co2_cut90p_tnt1 | 1.6653 | TRUE
54 | prm15_fix_wcost_re15_c2p1_co2_cut90p_tnt1 | 4.3537 | TRUE
55 | prm15_fix_wcost_re15_c2p1_co2_cut90p_tnt1 | 7.004 | TRUE
56 | prm15_fix_wcost_re15_c2p1_co2_cut90p_tnt1 | 7.2683 | TRUE
57 | prm15_fix_wcost_re15_c2p1_co2_cut90p_tnt1 | 10.7303 | TRUE
58 | prm15_fix_wcost_re15_c2p1_co2_cut90p_tnt1 | 15.1888 | TRUE
59 | prm15_fix_wcost_re15_c2p1_co2_cut90p_tnt1 | 0 | TRUE
60 | prm15_fix_wcost_re15_c2p1_co2_cut90p_tnt1 | 17.1221 | TRUE
61 | prm15_fix_wcost_re15_c2p1_co2_cut90p_tnt1 | 14.3475 | TRUE
62 | prm15_fix_wcost_re15_c2p1_co2_cut90p_tnt1 | 11.6927 | TRUE
63 | prm15_fix_wcost_re15_c2p1_co2_cut90p_tnt1 | 4.1537 | TRUE
64 | prm15_fix_wcost_re15_c2p1_co2_cut90p_tnt1 | 4.0828 | TRUE
65 | prm15_fix_wcost_re15_c2p1_co2_cut90p_tnt1 | 4.7133 | TRUE
66 | prm15_fix_wcost_re15_c2p1_co2_cut90p_tnt1 | 7.1573 | TRUE
67 | prm15_fix_wcost_re15_c2p1_co2_cut90p_tnt1 | 10.8508 | TRUE
68 | prm15_fix_wcost_re15_c2p1_co2_cut90p_tnt1 | 12.9533 | TRUE
69 | prm15_fix_wcost_re15_c2p1_co2_cut90p_tnt1 | 12.5051 | TRUE
70 | prm15_fix_wcost_re15_c2p1_co2_cut90p_tnt1 | 20.3606 | TRUE
71 | prm15_fix_wcost_re15_c2p1_co2_cut90p_tnt1 | 4.7005 | TRUE
0 | prm15_fix_wcost_re15_c2p1_tnt1 | 0 | FALSE
1 | prm15_fix_wcost_re15_c2p1_tnt1 | 0 | FALSE
2 | prm15_fix_wcost_re15_c2p1_tnt1 | 0 | FALSE
3 | prm15_fix_wcost_re15_c2p1_tnt1 | 0 | FALSE
4 | prm15_fix_wcost_re15_c2p1_tnt1 | 0 | FALSE
5 | prm15_fix_wcost_re15_c2p1_tnt1 | 0 | FALSE
6 | prm15_fix_wcost_re15_c2p1_tnt1 | 0 | FALSE
7 | prm15_fix_wcost_re15_c2p1_tnt1 | 0 | FALSE
8 | prm15_fix_wcost_re15_c2p1_tnt1 | 1.903 | FALSE
9 | prm15_fix_wcost_re15_c2p1_tnt1 | 0 | FALSE
10 | prm15_fix_wcost_re15_c2p1_tnt1 | 1.7175 | FALSE
11 | prm15_fix_wcost_re15_c2p1_tnt1 | 0 | FALSE
12 | prm15_fix_wcost_re15_c2p1_tnt1 | 0 | FALSE
13 | prm15_fix_wcost_re15_c2p1_tnt1 | 0 | FALSE
14 | prm15_fix_wcost_re15_c2p1_tnt1 | 0 | FALSE
15 | prm15_fix_wcost_re15_c2p1_tnt1 | 0 | FALSE
16 | prm15_fix_wcost_re15_c2p1_tnt1 | 0 | FALSE
17 | prm15_fix_wcost_re15_c2p1_tnt1 | 0 | FALSE
18 | prm15_fix_wcost_re15_c2p1_tnt1 | 0 | FALSE
19 | prm15_fix_wcost_re15_c2p1_tnt1 | 0 | FALSE
20 | prm15_fix_wcost_re15_c2p1_tnt1 | 0.63475 | FALSE
21 | prm15_fix_wcost_re15_c2p1_tnt1 | 0 | FALSE
22 | prm15_fix_wcost_re15_c2p1_tnt1 | 1.5326 | FALSE
23 | prm15_fix_wcost_re15_c2p1_tnt1 | 0 | FALSE
24 | prm15_fix_wcost_re15_c2p1_tnt1 | 0 | FALSE
25 | prm15_fix_wcost_re15_c2p1_tnt1 | 0 | FALSE
26 | prm15_fix_wcost_re15_c2p1_tnt1 | 0 | FALSE
27 | prm15_fix_wcost_re15_c2p1_tnt1 | 0 | FALSE
28 | prm15_fix_wcost_re15_c2p1_tnt1 | 0 | FALSE
29 | prm15_fix_wcost_re15_c2p1_tnt1 | 0 | FALSE
30 | prm15_fix_wcost_re15_c2p1_tnt1 | 0 | FALSE
31 | prm15_fix_wcost_re15_c2p1_tnt1 | 0 | FALSE
32 | prm15_fix_wcost_re15_c2p1_tnt1 | 0 | FALSE
33 | prm15_fix_wcost_re15_c2p1_tnt1 | 0 | FALSE
34 | prm15_fix_wcost_re15_c2p1_tnt1 | 0.88643 | FALSE
35 | prm15_fix_wcost_re15_c2p1_tnt1 | 0 | FALSE
36 | prm15_fix_wcost_re15_c2p1_tnt1 | 0 | FALSE
37 | prm15_fix_wcost_re15_c2p1_tnt1 | 0 | FALSE
38 | prm15_fix_wcost_re15_c2p1_tnt1 | 0 | FALSE
39 | prm15_fix_wcost_re15_c2p1_tnt1 | 0 | FALSE
40 | prm15_fix_wcost_re15_c2p1_tnt1 | 0 | FALSE
41 | prm15_fix_wcost_re15_c2p1_tnt1 | 0 | FALSE
42 | prm15_fix_wcost_re15_c2p1_tnt1 | 0 | FALSE
43 | prm15_fix_wcost_re15_c2p1_tnt1 | 0 | FALSE
44 | prm15_fix_wcost_re15_c2p1_tnt1 | 0 | FALSE
45 | prm15_fix_wcost_re15_c2p1_tnt1 | 0 | FALSE
46 | prm15_fix_wcost_re15_c2p1_tnt1 | 0.035766 | FALSE
47 | prm15_fix_wcost_re15_c2p1_tnt1 | 0 | FALSE
48 | prm15_fix_wcost_re15_c2p1_tnt1 | 0.95112 | FALSE
49 | prm15_fix_wcost_re15_c2p1_tnt1 | 0.25172 | FALSE
50 | prm15_fix_wcost_re15_c2p1_tnt1 | 0.66922 | FALSE
51 | prm15_fix_wcost_re15_c2p1_tnt1 | 0 | FALSE
52 | prm15_fix_wcost_re15_c2p1_tnt1 | 0 | FALSE
53 | prm15_fix_wcost_re15_c2p1_tnt1 | 0.013005 | FALSE
54 | prm15_fix_wcost_re15_c2p1_tnt1 | 0.16089 | FALSE
55 | prm15_fix_wcost_re15_c2p1_tnt1 | 0.86296 | FALSE
56 | prm15_fix_wcost_re15_c2p1_tnt1 | 0.41677 | FALSE
57 | prm15_fix_wcost_re15_c2p1_tnt1 | 0.080917 | FALSE
58 | prm15_fix_wcost_re15_c2p1_tnt1 | 0.0091965 | FALSE
59 | prm15_fix_wcost_re15_c2p1_tnt1 | 0.072377 | FALSE
60 | prm15_fix_wcost_re15_c2p1_tnt1 | 0.7932 | FALSE
61 | prm15_fix_wcost_re15_c2p1_tnt1 | 0.26681 | FALSE
62 | prm15_fix_wcost_re15_c2p1_tnt1 | 1.42 | FALSE
63 | prm15_fix_wcost_re15_c2p1_tnt1 | 0 | FALSE
64 | prm15_fix_wcost_re15_c2p1_tnt1 | 0 | FALSE
65 | prm15_fix_wcost_re15_c2p1_tnt1 | 0 | FALSE
66 | prm15_fix_wcost_re15_c2p1_tnt1 | 0.12364 | FALSE
67 | prm15_fix_wcost_re15_c2p1_tnt1 | 0 | FALSE
68 | prm15_fix_wcost_re15_c2p1_tnt1 | 0.28676 | FALSE
69 | prm15_fix_wcost_re15_c2p1_tnt1 | 0.018182 | FALSE
70 | prm15_fix_wcost_re15_c2p1_tnt1 | 0 | FALSE
71 | prm15_fix_wcost_re15_c2p1_tnt1 | 0.033621 | FALSE
0 | prm15_fix_wcost_re16_c2p1_co2_cut90p_tnt1 | 0 | TRUE
1 | prm15_fix_wcost_re16_c2p1_co2_cut90p_tnt1 | 0 | TRUE
2 | prm15_fix_wcost_re16_c2p1_co2_cut90p_tnt1 | 0 | TRUE
3 | prm15_fix_wcost_re16_c2p1_co2_cut90p_tnt1 | 0 | TRUE
4 | prm15_fix_wcost_re16_c2p1_co2_cut90p_tnt1 | 0 | TRUE
5 | prm15_fix_wcost_re16_c2p1_co2_cut90p_tnt1 | 0.13121 | TRUE
6 | prm15_fix_wcost_re16_c2p1_co2_cut90p_tnt1 | 0 | TRUE
7 | prm15_fix_wcost_re16_c2p1_co2_cut90p_tnt1 | 2.0525 | TRUE
8 | prm15_fix_wcost_re16_c2p1_co2_cut90p_tnt1 | 5.0244 | TRUE
9 | prm15_fix_wcost_re16_c2p1_co2_cut90p_tnt1 | 1.6298 | TRUE
10 | prm15_fix_wcost_re16_c2p1_co2_cut90p_tnt1 | 5.3478 | TRUE
11 | prm15_fix_wcost_re16_c2p1_co2_cut90p_tnt1 | 0 | TRUE
12 | prm15_fix_wcost_re16_c2p1_co2_cut90p_tnt1 | 0 | TRUE
13 | prm15_fix_wcost_re16_c2p1_co2_cut90p_tnt1 | 0 | TRUE
14 | prm15_fix_wcost_re16_c2p1_co2_cut90p_tnt1 | 0 | TRUE
15 | prm15_fix_wcost_re16_c2p1_co2_cut90p_tnt1 | 0 | TRUE
16 | prm15_fix_wcost_re16_c2p1_co2_cut90p_tnt1 | 0 | TRUE
17 | prm15_fix_wcost_re16_c2p1_co2_cut90p_tnt1 | 0 | TRUE
18 | prm15_fix_wcost_re16_c2p1_co2_cut90p_tnt1 | 0 | TRUE
19 | prm15_fix_wcost_re16_c2p1_co2_cut90p_tnt1 | 1.3483 | TRUE
20 | prm15_fix_wcost_re16_c2p1_co2_cut90p_tnt1 | 3.0904 | TRUE
21 | prm15_fix_wcost_re16_c2p1_co2_cut90p_tnt1 | 2.5959 | TRUE
22 | prm15_fix_wcost_re16_c2p1_co2_cut90p_tnt1 | 5.3798 | TRUE
23 | prm15_fix_wcost_re16_c2p1_co2_cut90p_tnt1 | 0 | TRUE
24 | prm15_fix_wcost_re16_c2p1_co2_cut90p_tnt1 | 0 | TRUE
25 | prm15_fix_wcost_re16_c2p1_co2_cut90p_tnt1 | 0 | TRUE
26 | prm15_fix_wcost_re16_c2p1_co2_cut90p_tnt1 | 0.51391 | TRUE
27 | prm15_fix_wcost_re16_c2p1_co2_cut90p_tnt1 | 0 | TRUE
28 | prm15_fix_wcost_re16_c2p1_co2_cut90p_tnt1 | 0 | TRUE
29 | prm15_fix_wcost_re16_c2p1_co2_cut90p_tnt1 | 0.70128 | TRUE
30 | prm15_fix_wcost_re16_c2p1_co2_cut90p_tnt1 | 1.406 | TRUE
31 | prm15_fix_wcost_re16_c2p1_co2_cut90p_tnt1 | 1.0705 | TRUE
32 | prm15_fix_wcost_re16_c2p1_co2_cut90p_tnt1 | 3.8731 | TRUE
33 | prm15_fix_wcost_re16_c2p1_co2_cut90p_tnt1 | 1.7812 | TRUE
34 | prm15_fix_wcost_re16_c2p1_co2_cut90p_tnt1 | 7.3286 | TRUE
35 | prm15_fix_wcost_re16_c2p1_co2_cut90p_tnt1 | 0 | TRUE
36 | prm15_fix_wcost_re16_c2p1_co2_cut90p_tnt1 | 2.4533 | TRUE
37 | prm15_fix_wcost_re16_c2p1_co2_cut90p_tnt1 | 0.014908 | TRUE
38 | prm15_fix_wcost_re16_c2p1_co2_cut90p_tnt1 | 0.39741 | TRUE
39 | prm15_fix_wcost_re16_c2p1_co2_cut90p_tnt1 | 0 | TRUE
40 | prm15_fix_wcost_re16_c2p1_co2_cut90p_tnt1 | 0 | TRUE
41 | prm15_fix_wcost_re16_c2p1_co2_cut90p_tnt1 | 0.57705 | TRUE
42 | prm15_fix_wcost_re16_c2p1_co2_cut90p_tnt1 | 4.779 | TRUE
43 | prm15_fix_wcost_re16_c2p1_co2_cut90p_tnt1 | 1.66 | TRUE
44 | prm15_fix_wcost_re16_c2p1_co2_cut90p_tnt1 | 2.7131 | TRUE
45 | prm15_fix_wcost_re16_c2p1_co2_cut90p_tnt1 | 2.5623 | TRUE
46 | prm15_fix_wcost_re16_c2p1_co2_cut90p_tnt1 | 15.7242 | TRUE
47 | prm15_fix_wcost_re16_c2p1_co2_cut90p_tnt1 | 0 | TRUE
48 | prm15_fix_wcost_re16_c2p1_co2_cut90p_tnt1 | 9.1933 | TRUE
49 | prm15_fix_wcost_re16_c2p1_co2_cut90p_tnt1 | 3.9053 | TRUE
50 | prm15_fix_wcost_re16_c2p1_co2_cut90p_tnt1 | 2.7726 | TRUE
51 | prm15_fix_wcost_re16_c2p1_co2_cut90p_tnt1 | 0 | TRUE
52 | prm15_fix_wcost_re16_c2p1_co2_cut90p_tnt1 | 0 | TRUE
53 | prm15_fix_wcost_re16_c2p1_co2_cut90p_tnt1 | 1.4516 | TRUE
54 | prm15_fix_wcost_re16_c2p1_co2_cut90p_tnt1 | 3.1092 | TRUE
55 | prm15_fix_wcost_re16_c2p1_co2_cut90p_tnt1 | 5.8848 | TRUE
56 | prm15_fix_wcost_re16_c2p1_co2_cut90p_tnt1 | 8.3417 | TRUE
57 | prm15_fix_wcost_re16_c2p1_co2_cut90p_tnt1 | 9.1955 | TRUE
58 | prm15_fix_wcost_re16_c2p1_co2_cut90p_tnt1 | 15.2044 | TRUE
59 | prm15_fix_wcost_re16_c2p1_co2_cut90p_tnt1 | 0 | TRUE
60 | prm15_fix_wcost_re16_c2p1_co2_cut90p_tnt1 | 15.3852 | TRUE
61 | prm15_fix_wcost_re16_c2p1_co2_cut90p_tnt1 | 12.4682 | TRUE
62 | prm15_fix_wcost_re16_c2p1_co2_cut90p_tnt1 | 10.722 | TRUE
63 | prm15_fix_wcost_re16_c2p1_co2_cut90p_tnt1 | 4.2878 | TRUE
64 | prm15_fix_wcost_re16_c2p1_co2_cut90p_tnt1 | 4.2099 | TRUE
65 | prm15_fix_wcost_re16_c2p1_co2_cut90p_tnt1 | 4.0756 | TRUE
66 | prm15_fix_wcost_re16_c2p1_co2_cut90p_tnt1 | 6.4587 | TRUE
67 | prm15_fix_wcost_re16_c2p1_co2_cut90p_tnt1 | 7.3908 | TRUE
68 | prm15_fix_wcost_re16_c2p1_co2_cut90p_tnt1 | 11.4292 | TRUE
69 | prm15_fix_wcost_re16_c2p1_co2_cut90p_tnt1 | 10.5327 | TRUE
70 | prm15_fix_wcost_re16_c2p1_co2_cut90p_tnt1 | 17.8079 | TRUE
71 | prm15_fix_wcost_re16_c2p1_co2_cut90p_tnt1 | 4.8262 | TRUE
0 | prm15_fix_wcost_re16_c2p1_tnt1 | 0 | FALSE
1 | prm15_fix_wcost_re16_c2p1_tnt1 | 0 | FALSE
2 | prm15_fix_wcost_re16_c2p1_tnt1 | 0 | FALSE
3 | prm15_fix_wcost_re16_c2p1_tnt1 | 0 | FALSE
4 | prm15_fix_wcost_re16_c2p1_tnt1 | 0 | FALSE
5 | prm15_fix_wcost_re16_c2p1_tnt1 | 0 | FALSE
6 | prm15_fix_wcost_re16_c2p1_tnt1 | 0 | FALSE
7 | prm15_fix_wcost_re16_c2p1_tnt1 | 0 | FALSE
8 | prm15_fix_wcost_re16_c2p1_tnt1 | 1.8731 | FALSE
9 | prm15_fix_wcost_re16_c2p1_tnt1 | 0 | FALSE
10 | prm15_fix_wcost_re16_c2p1_tnt1 | 2.09 | FALSE
11 | prm15_fix_wcost_re16_c2p1_tnt1 | 0 | FALSE
12 | prm15_fix_wcost_re16_c2p1_tnt1 | 0 | FALSE
13 | prm15_fix_wcost_re16_c2p1_tnt1 | 0 | FALSE
14 | prm15_fix_wcost_re16_c2p1_tnt1 | 0 | FALSE
15 | prm15_fix_wcost_re16_c2p1_tnt1 | 0 | FALSE
16 | prm15_fix_wcost_re16_c2p1_tnt1 | 0 | FALSE
17 | prm15_fix_wcost_re16_c2p1_tnt1 | 0 | FALSE
18 | prm15_fix_wcost_re16_c2p1_tnt1 | 0 | FALSE
19 | prm15_fix_wcost_re16_c2p1_tnt1 | 0 | FALSE
20 | prm15_fix_wcost_re16_c2p1_tnt1 | 0.2436 | FALSE
21 | prm15_fix_wcost_re16_c2p1_tnt1 | 0 | FALSE
22 | prm15_fix_wcost_re16_c2p1_tnt1 | 1.5219 | FALSE
23 | prm15_fix_wcost_re16_c2p1_tnt1 | 0 | FALSE
24 | prm15_fix_wcost_re16_c2p1_tnt1 | 0 | FALSE
25 | prm15_fix_wcost_re16_c2p1_tnt1 | 0 | FALSE
26 | prm15_fix_wcost_re16_c2p1_tnt1 | 0 | FALSE
27 | prm15_fix_wcost_re16_c2p1_tnt1 | 0 | FALSE
28 | prm15_fix_wcost_re16_c2p1_tnt1 | 0 | FALSE
29 | prm15_fix_wcost_re16_c2p1_tnt1 | 0 | FALSE
30 | prm15_fix_wcost_re16_c2p1_tnt1 | 0 | FALSE
31 | prm15_fix_wcost_re16_c2p1_tnt1 | 0 | FALSE
32 | prm15_fix_wcost_re16_c2p1_tnt1 | 0 | FALSE
33 | prm15_fix_wcost_re16_c2p1_tnt1 | 0 | FALSE
34 | prm15_fix_wcost_re16_c2p1_tnt1 | 0.84621 | FALSE
35 | prm15_fix_wcost_re16_c2p1_tnt1 | 0 | FALSE
36 | prm15_fix_wcost_re16_c2p1_tnt1 | 0 | FALSE
37 | prm15_fix_wcost_re16_c2p1_tnt1 | 0 | FALSE
38 | prm15_fix_wcost_re16_c2p1_tnt1 | 0 | FALSE
39 | prm15_fix_wcost_re16_c2p1_tnt1 | 0 | FALSE
40 | prm15_fix_wcost_re16_c2p1_tnt1 | 0 | FALSE
41 | prm15_fix_wcost_re16_c2p1_tnt1 | 0 | FALSE
42 | prm15_fix_wcost_re16_c2p1_tnt1 | 0 | FALSE
43 | prm15_fix_wcost_re16_c2p1_tnt1 | 0 | FALSE
44 | prm15_fix_wcost_re16_c2p1_tnt1 | 0 | FALSE
45 | prm15_fix_wcost_re16_c2p1_tnt1 | 0 | FALSE
46 | prm15_fix_wcost_re16_c2p1_tnt1 | 0 | FALSE
47 | prm15_fix_wcost_re16_c2p1_tnt1 | 0 | FALSE
48 | prm15_fix_wcost_re16_c2p1_tnt1 | 0.59422 | FALSE
49 | prm15_fix_wcost_re16_c2p1_tnt1 | 0.11346 | FALSE
50 | prm15_fix_wcost_re16_c2p1_tnt1 | 0.60136 | FALSE
51 | prm15_fix_wcost_re16_c2p1_tnt1 | 0 | FALSE
52 | prm15_fix_wcost_re16_c2p1_tnt1 | 0 | FALSE
53 | prm15_fix_wcost_re16_c2p1_tnt1 | 0 | FALSE
54 | prm15_fix_wcost_re16_c2p1_tnt1 | 0.040923 | FALSE
55 | prm15_fix_wcost_re16_c2p1_tnt1 | 0.29852 | FALSE
56 | prm15_fix_wcost_re16_c2p1_tnt1 | 0.19495 | FALSE
57 | prm15_fix_wcost_re16_c2p1_tnt1 | 0.0056387 | FALSE
58 | prm15_fix_wcost_re16_c2p1_tnt1 | 0 | FALSE
59 | prm15_fix_wcost_re16_c2p1_tnt1 | 0.0021646 | FALSE
60 | prm15_fix_wcost_re16_c2p1_tnt1 | 0.025117 | FALSE
61 | prm15_fix_wcost_re16_c2p1_tnt1 | 0.04207 | FALSE
62 | prm15_fix_wcost_re16_c2p1_tnt1 | 1.209 | FALSE
63 | prm15_fix_wcost_re16_c2p1_tnt1 | 0 | FALSE
64 | prm15_fix_wcost_re16_c2p1_tnt1 | 0 | FALSE
65 | prm15_fix_wcost_re16_c2p1_tnt1 | 0 | FALSE
66 | prm15_fix_wcost_re16_c2p1_tnt1 | 0.0078418 | FALSE
67 | prm15_fix_wcost_re16_c2p1_tnt1 | 0 | FALSE
68 | prm15_fix_wcost_re16_c2p1_tnt1 | 0.052179 | FALSE
69 | prm15_fix_wcost_re16_c2p1_tnt1 | 0 | FALSE
70 | prm15_fix_wcost_re16_c2p1_tnt1 | 0 | FALSE
71 | prm15_fix_wcost_re16_c2p1_tnt1 | 0 | FALSE
0 | prm15_fix_wcost_re17_c2p1_co2_cut90p_tnt1 | 0 | TRUE
1 | prm15_fix_wcost_re17_c2p1_co2_cut90p_tnt1 | 0 | TRUE
2 | prm15_fix_wcost_re17_c2p1_co2_cut90p_tnt1 | 0 | TRUE
3 | prm15_fix_wcost_re17_c2p1_co2_cut90p_tnt1 | 0 | TRUE
4 | prm15_fix_wcost_re17_c2p1_co2_cut90p_tnt1 | 0 | TRUE
5 | prm15_fix_wcost_re17_c2p1_co2_cut90p_tnt1 | 0 | TRUE
6 | prm15_fix_wcost_re17_c2p1_co2_cut90p_tnt1 | 0 | TRUE
7 | prm15_fix_wcost_re17_c2p1_co2_cut90p_tnt1 | 2.688 | TRUE
8 | prm15_fix_wcost_re17_c2p1_co2_cut90p_tnt1 | 5.442 | TRUE
9 | prm15_fix_wcost_re17_c2p1_co2_cut90p_tnt1 | 1.5405 | TRUE
10 | prm15_fix_wcost_re17_c2p1_co2_cut90p_tnt1 | 5.2357 | TRUE
11 | prm15_fix_wcost_re17_c2p1_co2_cut90p_tnt1 | 0 | TRUE
12 | prm15_fix_wcost_re17_c2p1_co2_cut90p_tnt1 | 0 | TRUE
13 | prm15_fix_wcost_re17_c2p1_co2_cut90p_tnt1 | 0 | TRUE
14 | prm15_fix_wcost_re17_c2p1_co2_cut90p_tnt1 | 0 | TRUE
15 | prm15_fix_wcost_re17_c2p1_co2_cut90p_tnt1 | 0 | TRUE
16 | prm15_fix_wcost_re17_c2p1_co2_cut90p_tnt1 | 0 | TRUE
17 | prm15_fix_wcost_re17_c2p1_co2_cut90p_tnt1 | 0.061013 | TRUE
18 | prm15_fix_wcost_re17_c2p1_co2_cut90p_tnt1 | 0 | TRUE
19 | prm15_fix_wcost_re17_c2p1_co2_cut90p_tnt1 | 2.5058 | TRUE
20 | prm15_fix_wcost_re17_c2p1_co2_cut90p_tnt1 | 3.8411 | TRUE
21 | prm15_fix_wcost_re17_c2p1_co2_cut90p_tnt1 | 2.5371 | TRUE
22 | prm15_fix_wcost_re17_c2p1_co2_cut90p_tnt1 | 4.7866 | TRUE
23 | prm15_fix_wcost_re17_c2p1_co2_cut90p_tnt1 | 0 | TRUE
24 | prm15_fix_wcost_re17_c2p1_co2_cut90p_tnt1 | 0.0060437 | TRUE
25 | prm15_fix_wcost_re17_c2p1_co2_cut90p_tnt1 | 0 | TRUE
26 | prm15_fix_wcost_re17_c2p1_co2_cut90p_tnt1 | 0.53131 | TRUE
27 | prm15_fix_wcost_re17_c2p1_co2_cut90p_tnt1 | 0.011142 | TRUE
28 | prm15_fix_wcost_re17_c2p1_co2_cut90p_tnt1 | 0.0054097 | TRUE
29 | prm15_fix_wcost_re17_c2p1_co2_cut90p_tnt1 | 1.3825 | TRUE
30 | prm15_fix_wcost_re17_c2p1_co2_cut90p_tnt1 | 0.91421 | TRUE
31 | prm15_fix_wcost_re17_c2p1_co2_cut90p_tnt1 | 1.7808 | TRUE
32 | prm15_fix_wcost_re17_c2p1_co2_cut90p_tnt1 | 4.2784 | TRUE
33 | prm15_fix_wcost_re17_c2p1_co2_cut90p_tnt1 | 1.975 | TRUE
34 | prm15_fix_wcost_re17_c2p1_co2_cut90p_tnt1 | 6.6644 | TRUE
35 | prm15_fix_wcost_re17_c2p1_co2_cut90p_tnt1 | 0.010185 | TRUE
36 | prm15_fix_wcost_re17_c2p1_co2_cut90p_tnt1 | 1.3567 | TRUE
37 | prm15_fix_wcost_re17_c2p1_co2_cut90p_tnt1 | 0.0064705 | TRUE
38 | prm15_fix_wcost_re17_c2p1_co2_cut90p_tnt1 | 0.30425 | TRUE
39 | prm15_fix_wcost_re17_c2p1_co2_cut90p_tnt1 | 0 | TRUE
40 | prm15_fix_wcost_re17_c2p1_co2_cut90p_tnt1 | 0 | TRUE
41 | prm15_fix_wcost_re17_c2p1_co2_cut90p_tnt1 | 0.73823 | TRUE
42 | prm15_fix_wcost_re17_c2p1_co2_cut90p_tnt1 | 2.9419 | TRUE
43 | prm15_fix_wcost_re17_c2p1_co2_cut90p_tnt1 | 4.9291 | TRUE
44 | prm15_fix_wcost_re17_c2p1_co2_cut90p_tnt1 | 4.5422 | TRUE
45 | prm15_fix_wcost_re17_c2p1_co2_cut90p_tnt1 | 6.9313 | TRUE
46 | prm15_fix_wcost_re17_c2p1_co2_cut90p_tnt1 | 7.4149 | TRUE
47 | prm15_fix_wcost_re17_c2p1_co2_cut90p_tnt1 | 0 | TRUE
48 | prm15_fix_wcost_re17_c2p1_co2_cut90p_tnt1 | 9.7945 | TRUE
49 | prm15_fix_wcost_re17_c2p1_co2_cut90p_tnt1 | 4.3563 | TRUE
50 | prm15_fix_wcost_re17_c2p1_co2_cut90p_tnt1 | 2.7783 | TRUE
51 | prm15_fix_wcost_re17_c2p1_co2_cut90p_tnt1 | 0 | TRUE
52 | prm15_fix_wcost_re17_c2p1_co2_cut90p_tnt1 | 0 | TRUE
53 | prm15_fix_wcost_re17_c2p1_co2_cut90p_tnt1 | 1.7167 | TRUE
54 | prm15_fix_wcost_re17_c2p1_co2_cut90p_tnt1 | 4.066 | TRUE
55 | prm15_fix_wcost_re17_c2p1_co2_cut90p_tnt1 | 6.965 | TRUE
56 | prm15_fix_wcost_re17_c2p1_co2_cut90p_tnt1 | 8.9514 | TRUE
57 | prm15_fix_wcost_re17_c2p1_co2_cut90p_tnt1 | 9.8277 | TRUE
58 | prm15_fix_wcost_re17_c2p1_co2_cut90p_tnt1 | 13.6909 | TRUE
59 | prm15_fix_wcost_re17_c2p1_co2_cut90p_tnt1 | 0 | TRUE
60 | prm15_fix_wcost_re17_c2p1_co2_cut90p_tnt1 | 15.4926 | TRUE
61 | prm15_fix_wcost_re17_c2p1_co2_cut90p_tnt1 | 13.0323 | TRUE
62 | prm15_fix_wcost_re17_c2p1_co2_cut90p_tnt1 | 10.8445 | TRUE
63 | prm15_fix_wcost_re17_c2p1_co2_cut90p_tnt1 | 4.0948 | TRUE
64 | prm15_fix_wcost_re17_c2p1_co2_cut90p_tnt1 | 3.996 | TRUE
65 | prm15_fix_wcost_re17_c2p1_co2_cut90p_tnt1 | 4.5255 | TRUE
66 | prm15_fix_wcost_re17_c2p1_co2_cut90p_tnt1 | 6.6057 | TRUE
67 | prm15_fix_wcost_re17_c2p1_co2_cut90p_tnt1 | 9.3692 | TRUE
68 | prm15_fix_wcost_re17_c2p1_co2_cut90p_tnt1 | 11.4688 | TRUE
69 | prm15_fix_wcost_re17_c2p1_co2_cut90p_tnt1 | 10.3494 | TRUE
70 | prm15_fix_wcost_re17_c2p1_co2_cut90p_tnt1 | 18.8921 | TRUE
71 | prm15_fix_wcost_re17_c2p1_co2_cut90p_tnt1 | 4.8849 | TRUE
0 | prm15_fix_wcost_re17_c2p1_tnt1 | 0 | FALSE
1 | prm15_fix_wcost_re17_c2p1_tnt1 | 0 | FALSE
2 | prm15_fix_wcost_re17_c2p1_tnt1 | 0 | FALSE
3 | prm15_fix_wcost_re17_c2p1_tnt1 | 0 | FALSE
4 | prm15_fix_wcost_re17_c2p1_tnt1 | 0 | FALSE
5 | prm15_fix_wcost_re17_c2p1_tnt1 | 0 | FALSE
6 | prm15_fix_wcost_re17_c2p1_tnt1 | 0 | FALSE
7 | prm15_fix_wcost_re17_c2p1_tnt1 | 0 | FALSE
8 | prm15_fix_wcost_re17_c2p1_tnt1 | 1.8813 | FALSE
9 | prm15_fix_wcost_re17_c2p1_tnt1 | 0 | FALSE
10 | prm15_fix_wcost_re17_c2p1_tnt1 | 1.7175 | FALSE
11 | prm15_fix_wcost_re17_c2p1_tnt1 | 0 | FALSE
12 | prm15_fix_wcost_re17_c2p1_tnt1 | 0 | FALSE
13 | prm15_fix_wcost_re17_c2p1_tnt1 | 0 | FALSE
14 | prm15_fix_wcost_re17_c2p1_tnt1 | 0 | FALSE
15 | prm15_fix_wcost_re17_c2p1_tnt1 | 0 | FALSE
16 | prm15_fix_wcost_re17_c2p1_tnt1 | 0 | FALSE
17 | prm15_fix_wcost_re17_c2p1_tnt1 | 0 | FALSE
18 | prm15_fix_wcost_re17_c2p1_tnt1 | 0 | FALSE
19 | prm15_fix_wcost_re17_c2p1_tnt1 | 0 | FALSE
20 | prm15_fix_wcost_re17_c2p1_tnt1 | 0.55176 | FALSE
21 | prm15_fix_wcost_re17_c2p1_tnt1 | 0 | FALSE
22 | prm15_fix_wcost_re17_c2p1_tnt1 | 1.5404 | FALSE
23 | prm15_fix_wcost_re17_c2p1_tnt1 | 0 | FALSE
24 | prm15_fix_wcost_re17_c2p1_tnt1 | 0 | FALSE
25 | prm15_fix_wcost_re17_c2p1_tnt1 | 0 | FALSE
26 | prm15_fix_wcost_re17_c2p1_tnt1 | 0 | FALSE
27 | prm15_fix_wcost_re17_c2p1_tnt1 | 0 | FALSE
28 | prm15_fix_wcost_re17_c2p1_tnt1 | 0 | FALSE
29 | prm15_fix_wcost_re17_c2p1_tnt1 | 0 | FALSE
30 | prm15_fix_wcost_re17_c2p1_tnt1 | 0 | FALSE
31 | prm15_fix_wcost_re17_c2p1_tnt1 | 0 | FALSE
32 | prm15_fix_wcost_re17_c2p1_tnt1 | 0 | FALSE
33 | prm15_fix_wcost_re17_c2p1_tnt1 | 0 | FALSE
34 | prm15_fix_wcost_re17_c2p1_tnt1 | 0.89807 | FALSE
35 | prm15_fix_wcost_re17_c2p1_tnt1 | 0 | FALSE
36 | prm15_fix_wcost_re17_c2p1_tnt1 | 0 | FALSE
37 | prm15_fix_wcost_re17_c2p1_tnt1 | 0 | FALSE
38 | prm15_fix_wcost_re17_c2p1_tnt1 | 0 | FALSE
39 | prm15_fix_wcost_re17_c2p1_tnt1 | 0 | FALSE
40 | prm15_fix_wcost_re17_c2p1_tnt1 | 0 | FALSE
41 | prm15_fix_wcost_re17_c2p1_tnt1 | 0 | FALSE
42 | prm15_fix_wcost_re17_c2p1_tnt1 | 0 | FALSE
43 | prm15_fix_wcost_re17_c2p1_tnt1 | 0 | FALSE
44 | prm15_fix_wcost_re17_c2p1_tnt1 | 0 | FALSE
45 | prm15_fix_wcost_re17_c2p1_tnt1 | 0 | FALSE
46 | prm15_fix_wcost_re17_c2p1_tnt1 | 0.038964 | FALSE
47 | prm15_fix_wcost_re17_c2p1_tnt1 | 0 | FALSE
48 | prm15_fix_wcost_re17_c2p1_tnt1 | 0.9993 | FALSE
49 | prm15_fix_wcost_re17_c2p1_tnt1 | 0.29012 | FALSE
50 | prm15_fix_wcost_re17_c2p1_tnt1 | 0.70681 | FALSE
51 | prm15_fix_wcost_re17_c2p1_tnt1 | 0 | FALSE
52 | prm15_fix_wcost_re17_c2p1_tnt1 | 0 | FALSE
53 | prm15_fix_wcost_re17_c2p1_tnt1 | 0.029702 | FALSE
54 | prm15_fix_wcost_re17_c2p1_tnt1 | 0.18995 | FALSE
55 | prm15_fix_wcost_re17_c2p1_tnt1 | 0.918 | FALSE
56 | prm15_fix_wcost_re17_c2p1_tnt1 | 0.456 | FALSE
57 | prm15_fix_wcost_re17_c2p1_tnt1 | 0.10629 | FALSE
58 | prm15_fix_wcost_re17_c2p1_tnt1 | 0.02474 | FALSE
59 | prm15_fix_wcost_re17_c2p1_tnt1 | 0.097628 | FALSE
60 | prm15_fix_wcost_re17_c2p1_tnt1 | 0.71637 | FALSE
61 | prm15_fix_wcost_re17_c2p1_tnt1 | 0.25054 | FALSE
62 | prm15_fix_wcost_re17_c2p1_tnt1 | 1.4295 | FALSE
63 | prm15_fix_wcost_re17_c2p1_tnt1 | 0 | FALSE
64 | prm15_fix_wcost_re17_c2p1_tnt1 | 0 | FALSE
65 | prm15_fix_wcost_re17_c2p1_tnt1 | 0 | FALSE
66 | prm15_fix_wcost_re17_c2p1_tnt1 | 0.10966 | FALSE
67 | prm15_fix_wcost_re17_c2p1_tnt1 | 0 | FALSE
68 | prm15_fix_wcost_re17_c2p1_tnt1 | 0.25582 | FALSE
69 | prm15_fix_wcost_re17_c2p1_tnt1 | 0.011858 | FALSE
70 | prm15_fix_wcost_re17_c2p1_tnt1 | 0 | FALSE
71 | prm15_fix_wcost_re17_c2p1_tnt1 | 0.021678 | FALSE
0 | prm15_fix_wcost_re18_c2p1_co2_cut90p_tnt1 | 0 | TRUE
1 | prm15_fix_wcost_re18_c2p1_co2_cut90p_tnt1 | 0 | TRUE
2 | prm15_fix_wcost_re18_c2p1_co2_cut90p_tnt1 | 0 | TRUE
3 | prm15_fix_wcost_re18_c2p1_co2_cut90p_tnt1 | 0 | TRUE
4 | prm15_fix_wcost_re18_c2p1_co2_cut90p_tnt1 | 0 | TRUE
5 | prm15_fix_wcost_re18_c2p1_co2_cut90p_tnt1 | 0 | TRUE
6 | prm15_fix_wcost_re18_c2p1_co2_cut90p_tnt1 | 0 | TRUE
7 | prm15_fix_wcost_re18_c2p1_co2_cut90p_tnt1 | 3.0959 | TRUE
8 | prm15_fix_wcost_re18_c2p1_co2_cut90p_tnt1 | 5.6085 | TRUE
9 | prm15_fix_wcost_re18_c2p1_co2_cut90p_tnt1 | 1.6056 | TRUE
10 | prm15_fix_wcost_re18_c2p1_co2_cut90p_tnt1 | 6.354 | TRUE
11 | prm15_fix_wcost_re18_c2p1_co2_cut90p_tnt1 | 0 | TRUE
12 | prm15_fix_wcost_re18_c2p1_co2_cut90p_tnt1 | 0 | TRUE
13 | prm15_fix_wcost_re18_c2p1_co2_cut90p_tnt1 | 0 | TRUE
14 | prm15_fix_wcost_re18_c2p1_co2_cut90p_tnt1 | 0 | TRUE
15 | prm15_fix_wcost_re18_c2p1_co2_cut90p_tnt1 | 0 | TRUE
16 | prm15_fix_wcost_re18_c2p1_co2_cut90p_tnt1 | 0 | TRUE
17 | prm15_fix_wcost_re18_c2p1_co2_cut90p_tnt1 | 0.17964 | TRUE
18 | prm15_fix_wcost_re18_c2p1_co2_cut90p_tnt1 | 0 | TRUE
19 | prm15_fix_wcost_re18_c2p1_co2_cut90p_tnt1 | 1.7758 | TRUE
20 | prm15_fix_wcost_re18_c2p1_co2_cut90p_tnt1 | 4.4322 | TRUE
21 | prm15_fix_wcost_re18_c2p1_co2_cut90p_tnt1 | 3.5767 | TRUE
22 | prm15_fix_wcost_re18_c2p1_co2_cut90p_tnt1 | 5.3489 | TRUE
23 | prm15_fix_wcost_re18_c2p1_co2_cut90p_tnt1 | 0 | TRUE
24 | prm15_fix_wcost_re18_c2p1_co2_cut90p_tnt1 | 0 | TRUE
25 | prm15_fix_wcost_re18_c2p1_co2_cut90p_tnt1 | 0.0061203 | TRUE
26 | prm15_fix_wcost_re18_c2p1_co2_cut90p_tnt1 | 0.28874 | TRUE
27 | prm15_fix_wcost_re18_c2p1_co2_cut90p_tnt1 | 0.014582 | TRUE
28 | prm15_fix_wcost_re18_c2p1_co2_cut90p_tnt1 | 0 | TRUE
29 | prm15_fix_wcost_re18_c2p1_co2_cut90p_tnt1 | 1.1318 | TRUE
30 | prm15_fix_wcost_re18_c2p1_co2_cut90p_tnt1 | 0.71085 | TRUE
31 | prm15_fix_wcost_re18_c2p1_co2_cut90p_tnt1 | 1.987 | TRUE
32 | prm15_fix_wcost_re18_c2p1_co2_cut90p_tnt1 | 5.8878 | TRUE
33 | prm15_fix_wcost_re18_c2p1_co2_cut90p_tnt1 | 3.8931 | TRUE
34 | prm15_fix_wcost_re18_c2p1_co2_cut90p_tnt1 | 6.079 | TRUE
35 | prm15_fix_wcost_re18_c2p1_co2_cut90p_tnt1 | 0.028023 | TRUE
36 | prm15_fix_wcost_re18_c2p1_co2_cut90p_tnt1 | 1.3476 | TRUE
37 | prm15_fix_wcost_re18_c2p1_co2_cut90p_tnt1 | 0.68626 | TRUE
38 | prm15_fix_wcost_re18_c2p1_co2_cut90p_tnt1 | 0.93647 | TRUE
39 | prm15_fix_wcost_re18_c2p1_co2_cut90p_tnt1 | 0 | TRUE
40 | prm15_fix_wcost_re18_c2p1_co2_cut90p_tnt1 | 0 | TRUE
41 | prm15_fix_wcost_re18_c2p1_co2_cut90p_tnt1 | 1.4685 | TRUE
42 | prm15_fix_wcost_re18_c2p1_co2_cut90p_tnt1 | 3.0921 | TRUE
43 | prm15_fix_wcost_re18_c2p1_co2_cut90p_tnt1 | 11.3093 | TRUE
44 | prm15_fix_wcost_re18_c2p1_co2_cut90p_tnt1 | 3.4682 | TRUE
45 | prm15_fix_wcost_re18_c2p1_co2_cut90p_tnt1 | 1.4226 | TRUE
46 | prm15_fix_wcost_re18_c2p1_co2_cut90p_tnt1 | 5.6319 | TRUE
47 | prm15_fix_wcost_re18_c2p1_co2_cut90p_tnt1 | 0 | TRUE
48 | prm15_fix_wcost_re18_c2p1_co2_cut90p_tnt1 | 12.3731 | TRUE
49 | prm15_fix_wcost_re18_c2p1_co2_cut90p_tnt1 | 6.2222 | TRUE
50 | prm15_fix_wcost_re18_c2p1_co2_cut90p_tnt1 | 3.6945 | TRUE
51 | prm15_fix_wcost_re18_c2p1_co2_cut90p_tnt1 | 0 | TRUE
52 | prm15_fix_wcost_re18_c2p1_co2_cut90p_tnt1 | 0.29313 | TRUE
53 | prm15_fix_wcost_re18_c2p1_co2_cut90p_tnt1 | 2.8668 | TRUE
54 | prm15_fix_wcost_re18_c2p1_co2_cut90p_tnt1 | 9.1785 | TRUE
55 | prm15_fix_wcost_re18_c2p1_co2_cut90p_tnt1 | 12.8185 | TRUE
56 | prm15_fix_wcost_re18_c2p1_co2_cut90p_tnt1 | 4.7107 | TRUE
57 | prm15_fix_wcost_re18_c2p1_co2_cut90p_tnt1 | 2.1209 | TRUE
58 | prm15_fix_wcost_re18_c2p1_co2_cut90p_tnt1 | 18.9734 | TRUE
59 | prm15_fix_wcost_re18_c2p1_co2_cut90p_tnt1 | 0.19962 | TRUE
60 | prm15_fix_wcost_re18_c2p1_co2_cut90p_tnt1 | 15.0077 | TRUE
61 | prm15_fix_wcost_re18_c2p1_co2_cut90p_tnt1 | 11.574 | TRUE
62 | prm15_fix_wcost_re18_c2p1_co2_cut90p_tnt1 | 9.2784 | TRUE
63 | prm15_fix_wcost_re18_c2p1_co2_cut90p_tnt1 | 4.2465 | TRUE
64 | prm15_fix_wcost_re18_c2p1_co2_cut90p_tnt1 | 3.5836 | TRUE
65 | prm15_fix_wcost_re18_c2p1_co2_cut90p_tnt1 | 5.1043 | TRUE
66 | prm15_fix_wcost_re18_c2p1_co2_cut90p_tnt1 | 6.9496 | TRUE
67 | prm15_fix_wcost_re18_c2p1_co2_cut90p_tnt1 | 9.9941 | TRUE
68 | prm15_fix_wcost_re18_c2p1_co2_cut90p_tnt1 | 11.6618 | TRUE
69 | prm15_fix_wcost_re18_c2p1_co2_cut90p_tnt1 | 10.3418 | TRUE
70 | prm15_fix_wcost_re18_c2p1_co2_cut90p_tnt1 | 18.4906 | TRUE
71 | prm15_fix_wcost_re18_c2p1_co2_cut90p_tnt1 | 3.9831 | TRUE
0 | prm15_fix_wcost_re18_c2p1_tnt1 | 0 | FALSE
1 | prm15_fix_wcost_re18_c2p1_tnt1 | 0 | FALSE
2 | prm15_fix_wcost_re18_c2p1_tnt1 | 0 | FALSE
3 | prm15_fix_wcost_re18_c2p1_tnt1 | 0 | FALSE
4 | prm15_fix_wcost_re18_c2p1_tnt1 | 0 | FALSE
5 | prm15_fix_wcost_re18_c2p1_tnt1 | 0 | FALSE
6 | prm15_fix_wcost_re18_c2p1_tnt1 | 0 | FALSE
7 | prm15_fix_wcost_re18_c2p1_tnt1 | 0 | FALSE
8 | prm15_fix_wcost_re18_c2p1_tnt1 | 1.7687 | FALSE
9 | prm15_fix_wcost_re18_c2p1_tnt1 | 0 | FALSE
10 | prm15_fix_wcost_re18_c2p1_tnt1 | 1.0391 | FALSE
11 | prm15_fix_wcost_re18_c2p1_tnt1 | 0 | FALSE
12 | prm15_fix_wcost_re18_c2p1_tnt1 | 0 | FALSE
13 | prm15_fix_wcost_re18_c2p1_tnt1 | 0 | FALSE
14 | prm15_fix_wcost_re18_c2p1_tnt1 | 0 | FALSE
15 | prm15_fix_wcost_re18_c2p1_tnt1 | 0 | FALSE
16 | prm15_fix_wcost_re18_c2p1_tnt1 | 0 | FALSE
17 | prm15_fix_wcost_re18_c2p1_tnt1 | 0 | FALSE
18 | prm15_fix_wcost_re18_c2p1_tnt1 | 0 | FALSE
19 | prm15_fix_wcost_re18_c2p1_tnt1 | 0 | FALSE
20 | prm15_fix_wcost_re18_c2p1_tnt1 | 0.8222 | FALSE
21 | prm15_fix_wcost_re18_c2p1_tnt1 | 0 | FALSE
22 | prm15_fix_wcost_re18_c2p1_tnt1 | 0.93886 | FALSE
23 | prm15_fix_wcost_re18_c2p1_tnt1 | 0 | FALSE
24 | prm15_fix_wcost_re18_c2p1_tnt1 | 0 | FALSE
25 | prm15_fix_wcost_re18_c2p1_tnt1 | 0 | FALSE
26 | prm15_fix_wcost_re18_c2p1_tnt1 | 0 | FALSE
27 | prm15_fix_wcost_re18_c2p1_tnt1 | 0 | FALSE
28 | prm15_fix_wcost_re18_c2p1_tnt1 | 0 | FALSE
29 | prm15_fix_wcost_re18_c2p1_tnt1 | 0 | FALSE
30 | prm15_fix_wcost_re18_c2p1_tnt1 | 0 | FALSE
31 | prm15_fix_wcost_re18_c2p1_tnt1 | 0 | FALSE
32 | prm15_fix_wcost_re18_c2p1_tnt1 | 0 | FALSE
33 | prm15_fix_wcost_re18_c2p1_tnt1 | 0 | FALSE
34 | prm15_fix_wcost_re18_c2p1_tnt1 | 0.44635 | FALSE
35 | prm15_fix_wcost_re18_c2p1_tnt1 | 0 | FALSE
36 | prm15_fix_wcost_re18_c2p1_tnt1 | 0 | FALSE
37 | prm15_fix_wcost_re18_c2p1_tnt1 | 0.0015835 | FALSE
38 | prm15_fix_wcost_re18_c2p1_tnt1 | 0 | FALSE
39 | prm15_fix_wcost_re18_c2p1_tnt1 | 0 | FALSE
40 | prm15_fix_wcost_re18_c2p1_tnt1 | 0 | FALSE
41 | prm15_fix_wcost_re18_c2p1_tnt1 | 0.00061532 | FALSE
42 | prm15_fix_wcost_re18_c2p1_tnt1 | 0 | FALSE
43 | prm15_fix_wcost_re18_c2p1_tnt1 | 0.0092742 | FALSE
44 | prm15_fix_wcost_re18_c2p1_tnt1 | 0 | FALSE
45 | prm15_fix_wcost_re18_c2p1_tnt1 | 0 | FALSE
46 | prm15_fix_wcost_re18_c2p1_tnt1 | 0 | FALSE
47 | prm15_fix_wcost_re18_c2p1_tnt1 | 0 | FALSE
48 | prm15_fix_wcost_re18_c2p1_tnt1 | 0.91673 | FALSE
49 | prm15_fix_wcost_re18_c2p1_tnt1 | 0.32901 | FALSE
50 | prm15_fix_wcost_re18_c2p1_tnt1 | 0.60956 | FALSE
51 | prm15_fix_wcost_re18_c2p1_tnt1 | 0 | FALSE
52 | prm15_fix_wcost_re18_c2p1_tnt1 | 0.1618 | FALSE
53 | prm15_fix_wcost_re18_c2p1_tnt1 | 0.40534 | FALSE
54 | prm15_fix_wcost_re18_c2p1_tnt1 | 0.61337 | FALSE
55 | prm15_fix_wcost_re18_c2p1_tnt1 | 1.3089 | FALSE
56 | prm15_fix_wcost_re18_c2p1_tnt1 | 0.44433 | FALSE
57 | prm15_fix_wcost_re18_c2p1_tnt1 | 0.052409 | FALSE
58 | prm15_fix_wcost_re18_c2p1_tnt1 | 0.14625 | FALSE
59 | prm15_fix_wcost_re18_c2p1_tnt1 | 0.043842 | FALSE
60 | prm15_fix_wcost_re18_c2p1_tnt1 | 0.74865 | FALSE
61 | prm15_fix_wcost_re18_c2p1_tnt1 | 0.28447 | FALSE
62 | prm15_fix_wcost_re18_c2p1_tnt1 | 1.0005 | FALSE
63 | prm15_fix_wcost_re18_c2p1_tnt1 | 0 | FALSE
64 | prm15_fix_wcost_re18_c2p1_tnt1 | 0 | FALSE
65 | prm15_fix_wcost_re18_c2p1_tnt1 | 0 | FALSE
66 | prm15_fix_wcost_re18_c2p1_tnt1 | 0.17978 | FALSE
67 | prm15_fix_wcost_re18_c2p1_tnt1 | 0.025117 | FALSE
68 | prm15_fix_wcost_re18_c2p1_tnt1 | 0.29253 | FALSE
69 | prm15_fix_wcost_re18_c2p1_tnt1 | 0.067445 | FALSE
70 | prm15_fix_wcost_re18_c2p1_tnt1 | 0.028751 | FALSE
71 | prm15_fix_wcost_re18_c2p1_tnt1 | 0.081919 | FALSE
0 | prm15_fix_wcost_re19_c2p1_co2_cut90p_tnt1 | 0 | TRUE
1 | prm15_fix_wcost_re19_c2p1_co2_cut90p_tnt1 | 0 | TRUE
2 | prm15_fix_wcost_re19_c2p1_co2_cut90p_tnt1 | 0 | TRUE
3 | prm15_fix_wcost_re19_c2p1_co2_cut90p_tnt1 | 0 | TRUE
4 | prm15_fix_wcost_re19_c2p1_co2_cut90p_tnt1 | 0 | TRUE
5 | prm15_fix_wcost_re19_c2p1_co2_cut90p_tnt1 | 0 | TRUE
6 | prm15_fix_wcost_re19_c2p1_co2_cut90p_tnt1 | 0 | TRUE
7 | prm15_fix_wcost_re19_c2p1_co2_cut90p_tnt1 | 2.9833 | TRUE
8 | prm15_fix_wcost_re19_c2p1_co2_cut90p_tnt1 | 5.6964 | TRUE
9 | prm15_fix_wcost_re19_c2p1_co2_cut90p_tnt1 | 2.6619 | TRUE
10 | prm15_fix_wcost_re19_c2p1_co2_cut90p_tnt1 | 5.4345 | TRUE
11 | prm15_fix_wcost_re19_c2p1_co2_cut90p_tnt1 | 0 | TRUE
12 | prm15_fix_wcost_re19_c2p1_co2_cut90p_tnt1 | 0 | TRUE
13 | prm15_fix_wcost_re19_c2p1_co2_cut90p_tnt1 | 0 | TRUE
14 | prm15_fix_wcost_re19_c2p1_co2_cut90p_tnt1 | 0 | TRUE
15 | prm15_fix_wcost_re19_c2p1_co2_cut90p_tnt1 | 0 | TRUE
16 | prm15_fix_wcost_re19_c2p1_co2_cut90p_tnt1 | 0 | TRUE
17 | prm15_fix_wcost_re19_c2p1_co2_cut90p_tnt1 | 0.13655 | TRUE
18 | prm15_fix_wcost_re19_c2p1_co2_cut90p_tnt1 | 0 | TRUE
19 | prm15_fix_wcost_re19_c2p1_co2_cut90p_tnt1 | 1.9602 | TRUE
20 | prm15_fix_wcost_re19_c2p1_co2_cut90p_tnt1 | 4.3119 | TRUE
21 | prm15_fix_wcost_re19_c2p1_co2_cut90p_tnt1 | 2.5892 | TRUE
22 | prm15_fix_wcost_re19_c2p1_co2_cut90p_tnt1 | 6.5681 | TRUE
23 | prm15_fix_wcost_re19_c2p1_co2_cut90p_tnt1 | 0 | TRUE
24 | prm15_fix_wcost_re19_c2p1_co2_cut90p_tnt1 | 0 | TRUE
25 | prm15_fix_wcost_re19_c2p1_co2_cut90p_tnt1 | 0.0093907 | TRUE
26 | prm15_fix_wcost_re19_c2p1_co2_cut90p_tnt1 | 0.34613 | TRUE
27 | prm15_fix_wcost_re19_c2p1_co2_cut90p_tnt1 | 0.0028313 | TRUE
28 | prm15_fix_wcost_re19_c2p1_co2_cut90p_tnt1 | 0 | TRUE
29 | prm15_fix_wcost_re19_c2p1_co2_cut90p_tnt1 | 1.1859 | TRUE
30 | prm15_fix_wcost_re19_c2p1_co2_cut90p_tnt1 | 0.84385 | TRUE
31 | prm15_fix_wcost_re19_c2p1_co2_cut90p_tnt1 | 1.7658 | TRUE
32 | prm15_fix_wcost_re19_c2p1_co2_cut90p_tnt1 | 5.3027 | TRUE
33 | prm15_fix_wcost_re19_c2p1_co2_cut90p_tnt1 | 4.7511 | TRUE
34 | prm15_fix_wcost_re19_c2p1_co2_cut90p_tnt1 | 6.0212 | TRUE
35 | prm15_fix_wcost_re19_c2p1_co2_cut90p_tnt1 | 0.0066433 | TRUE
36 | prm15_fix_wcost_re19_c2p1_co2_cut90p_tnt1 | 1.1993 | TRUE
37 | prm15_fix_wcost_re19_c2p1_co2_cut90p_tnt1 | 0.69107 | TRUE
38 | prm15_fix_wcost_re19_c2p1_co2_cut90p_tnt1 | 1.1404 | TRUE
39 | prm15_fix_wcost_re19_c2p1_co2_cut90p_tnt1 | 0 | TRUE
40 | prm15_fix_wcost_re19_c2p1_co2_cut90p_tnt1 | 0 | TRUE
41 | prm15_fix_wcost_re19_c2p1_co2_cut90p_tnt1 | 1.6066 | TRUE
42 | prm15_fix_wcost_re19_c2p1_co2_cut90p_tnt1 | 3.3585 | TRUE
43 | prm15_fix_wcost_re19_c2p1_co2_cut90p_tnt1 | 7.99 | TRUE
44 | prm15_fix_wcost_re19_c2p1_co2_cut90p_tnt1 | 4.5541 | TRUE
45 | prm15_fix_wcost_re19_c2p1_co2_cut90p_tnt1 | 1.4532 | TRUE
46 | prm15_fix_wcost_re19_c2p1_co2_cut90p_tnt1 | 6.4365 | TRUE
47 | prm15_fix_wcost_re19_c2p1_co2_cut90p_tnt1 | 0 | TRUE
48 | prm15_fix_wcost_re19_c2p1_co2_cut90p_tnt1 | 3.9332 | TRUE
49 | prm15_fix_wcost_re19_c2p1_co2_cut90p_tnt1 | 1.3341 | TRUE
50 | prm15_fix_wcost_re19_c2p1_co2_cut90p_tnt1 | 3.5945 | TRUE
51 | prm15_fix_wcost_re19_c2p1_co2_cut90p_tnt1 | 0 | TRUE
52 | prm15_fix_wcost_re19_c2p1_co2_cut90p_tnt1 | 0.30004 | TRUE
53 | prm15_fix_wcost_re19_c2p1_co2_cut90p_tnt1 | 2.8152 | TRUE
54 | prm15_fix_wcost_re19_c2p1_co2_cut90p_tnt1 | 8.6378 | TRUE
55 | prm15_fix_wcost_re19_c2p1_co2_cut90p_tnt1 | 12.6725 | TRUE
56 | prm15_fix_wcost_re19_c2p1_co2_cut90p_tnt1 | 15.6979 | TRUE
57 | prm15_fix_wcost_re19_c2p1_co2_cut90p_tnt1 | 4.5492 | TRUE
58 | prm15_fix_wcost_re19_c2p1_co2_cut90p_tnt1 | 19.3921 | TRUE
59 | prm15_fix_wcost_re19_c2p1_co2_cut90p_tnt1 | 0.22651 | TRUE
60 | prm15_fix_wcost_re19_c2p1_co2_cut90p_tnt1 | 15.4069 | TRUE
61 | prm15_fix_wcost_re19_c2p1_co2_cut90p_tnt1 | 11.0601 | TRUE
62 | prm15_fix_wcost_re19_c2p1_co2_cut90p_tnt1 | 9.1528 | TRUE
63 | prm15_fix_wcost_re19_c2p1_co2_cut90p_tnt1 | 3.7552 | TRUE
64 | prm15_fix_wcost_re19_c2p1_co2_cut90p_tnt1 | 3.1522 | TRUE
65 | prm15_fix_wcost_re19_c2p1_co2_cut90p_tnt1 | 5.7572 | TRUE
66 | prm15_fix_wcost_re19_c2p1_co2_cut90p_tnt1 | 7.0062 | TRUE
67 | prm15_fix_wcost_re19_c2p1_co2_cut90p_tnt1 | 8.7213 | TRUE
68 | prm15_fix_wcost_re19_c2p1_co2_cut90p_tnt1 | 10.9525 | TRUE
69 | prm15_fix_wcost_re19_c2p1_co2_cut90p_tnt1 | 10.0144 | TRUE
70 | prm15_fix_wcost_re19_c2p1_co2_cut90p_tnt1 | 17.6922 | TRUE
71 | prm15_fix_wcost_re19_c2p1_co2_cut90p_tnt1 | 3.108 | TRUE
0 | prm15_fix_wcost_re19_c2p1_tnt1 | 0 | FALSE
1 | prm15_fix_wcost_re19_c2p1_tnt1 | 0 | FALSE
2 | prm15_fix_wcost_re19_c2p1_tnt1 | 0 | FALSE
3 | prm15_fix_wcost_re19_c2p1_tnt1 | 0 | FALSE
4 | prm15_fix_wcost_re19_c2p1_tnt1 | 0 | FALSE
5 | prm15_fix_wcost_re19_c2p1_tnt1 | 0 | FALSE
6 | prm15_fix_wcost_re19_c2p1_tnt1 | 0 | FALSE
7 | prm15_fix_wcost_re19_c2p1_tnt1 | 0 | FALSE
8 | prm15_fix_wcost_re19_c2p1_tnt1 | 1.6217 | FALSE
9 | prm15_fix_wcost_re19_c2p1_tnt1 | 0 | FALSE
10 | prm15_fix_wcost_re19_c2p1_tnt1 | 0.81926 | FALSE
11 | prm15_fix_wcost_re19_c2p1_tnt1 | 0 | FALSE
12 | prm15_fix_wcost_re19_c2p1_tnt1 | 0 | FALSE
13 | prm15_fix_wcost_re19_c2p1_tnt1 | 0 | FALSE
14 | prm15_fix_wcost_re19_c2p1_tnt1 | 0 | FALSE
15 | prm15_fix_wcost_re19_c2p1_tnt1 | 0 | FALSE
16 | prm15_fix_wcost_re19_c2p1_tnt1 | 0 | FALSE
17 | prm15_fix_wcost_re19_c2p1_tnt1 | 0 | FALSE
18 | prm15_fix_wcost_re19_c2p1_tnt1 | 0 | FALSE
19 | prm15_fix_wcost_re19_c2p1_tnt1 | 0 | FALSE
20 | prm15_fix_wcost_re19_c2p1_tnt1 | 0.82038 | FALSE
21 | prm15_fix_wcost_re19_c2p1_tnt1 | 0 | FALSE
22 | prm15_fix_wcost_re19_c2p1_tnt1 | 0.59619 | FALSE
23 | prm15_fix_wcost_re19_c2p1_tnt1 | 0 | FALSE
24 | prm15_fix_wcost_re19_c2p1_tnt1 | 0 | FALSE
25 | prm15_fix_wcost_re19_c2p1_tnt1 | 0 | FALSE
26 | prm15_fix_wcost_re19_c2p1_tnt1 | 0 | FALSE
27 | prm15_fix_wcost_re19_c2p1_tnt1 | 0 | FALSE
28 | prm15_fix_wcost_re19_c2p1_tnt1 | 0 | FALSE
29 | prm15_fix_wcost_re19_c2p1_tnt1 | 0 | FALSE
30 | prm15_fix_wcost_re19_c2p1_tnt1 | 0 | FALSE
31 | prm15_fix_wcost_re19_c2p1_tnt1 | 0 | FALSE
32 | prm15_fix_wcost_re19_c2p1_tnt1 | 0 | FALSE
33 | prm15_fix_wcost_re19_c2p1_tnt1 | 0 | FALSE
34 | prm15_fix_wcost_re19_c2p1_tnt1 | 0.44756 | FALSE
35 | prm15_fix_wcost_re19_c2p1_tnt1 | 0 | FALSE
36 | prm15_fix_wcost_re19_c2p1_tnt1 | 0 | FALSE
37 | prm15_fix_wcost_re19_c2p1_tnt1 | 0.0015835 | FALSE
38 | prm15_fix_wcost_re19_c2p1_tnt1 | 0 | FALSE
39 | prm15_fix_wcost_re19_c2p1_tnt1 | 0 | FALSE
40 | prm15_fix_wcost_re19_c2p1_tnt1 | 0 | FALSE
41 | prm15_fix_wcost_re19_c2p1_tnt1 | 0.00061532 | FALSE
42 | prm15_fix_wcost_re19_c2p1_tnt1 | 0 | FALSE
43 | prm15_fix_wcost_re19_c2p1_tnt1 | 0.0084439 | FALSE
44 | prm15_fix_wcost_re19_c2p1_tnt1 | 0 | FALSE
45 | prm15_fix_wcost_re19_c2p1_tnt1 | 0 | FALSE
46 | prm15_fix_wcost_re19_c2p1_tnt1 | 0 | FALSE
47 | prm15_fix_wcost_re19_c2p1_tnt1 | 0 | FALSE
48 | prm15_fix_wcost_re19_c2p1_tnt1 | 0.89892 | FALSE
49 | prm15_fix_wcost_re19_c2p1_tnt1 | 0.31395 | FALSE
50 | prm15_fix_wcost_re19_c2p1_tnt1 | 0.58922 | FALSE
51 | prm15_fix_wcost_re19_c2p1_tnt1 | 0 | FALSE
52 | prm15_fix_wcost_re19_c2p1_tnt1 | 0.16011 | FALSE
53 | prm15_fix_wcost_re19_c2p1_tnt1 | 0.40379 | FALSE
54 | prm15_fix_wcost_re19_c2p1_tnt1 | 0.60123 | FALSE
55 | prm15_fix_wcost_re19_c2p1_tnt1 | 1.2916 | FALSE
56 | prm15_fix_wcost_re19_c2p1_tnt1 | 0.42829 | FALSE
57 | prm15_fix_wcost_re19_c2p1_tnt1 | 0.046577 | FALSE
58 | prm15_fix_wcost_re19_c2p1_tnt1 | 0.1443 | FALSE
59 | prm15_fix_wcost_re19_c2p1_tnt1 | 0.03808 | FALSE
60 | prm15_fix_wcost_re19_c2p1_tnt1 | 1.7217 | FALSE
61 | prm15_fix_wcost_re19_c2p1_tnt1 | 1.4117 | FALSE
62 | prm15_fix_wcost_re19_c2p1_tnt1 | 1.9025 | FALSE
63 | prm15_fix_wcost_re19_c2p1_tnt1 | 0.153 | FALSE
64 | prm15_fix_wcost_re19_c2p1_tnt1 | 1.1026 | FALSE
65 | prm15_fix_wcost_re19_c2p1_tnt1 | 1.3641 | FALSE
66 | prm15_fix_wcost_re19_c2p1_tnt1 | 1.7682 | FALSE
67 | prm15_fix_wcost_re19_c2p1_tnt1 | 1.6113 | FALSE
68 | prm15_fix_wcost_re19_c2p1_tnt1 | 1.3788 | FALSE
69 | prm15_fix_wcost_re19_c2p1_tnt1 | 0.98648 | FALSE
70 | prm15_fix_wcost_re19_c2p1_tnt1 | 1.0311 | FALSE
71 | prm15_fix_wcost_re19_c2p1_tnt1 | 1.0062 | FALSE
0 | prm15_fix_wcost_re20_c2p1_co2_cut90p_tnt1 | 0 | TRUE
1 | prm15_fix_wcost_re20_c2p1_co2_cut90p_tnt1 | 0 | TRUE
2 | prm15_fix_wcost_re20_c2p1_co2_cut90p_tnt1 | 0 | TRUE
3 | prm15_fix_wcost_re20_c2p1_co2_cut90p_tnt1 | 0 | TRUE
4 | prm15_fix_wcost_re20_c2p1_co2_cut90p_tnt1 | 0 | TRUE
5 | prm15_fix_wcost_re20_c2p1_co2_cut90p_tnt1 | 0.13451 | TRUE
6 | prm15_fix_wcost_re20_c2p1_co2_cut90p_tnt1 | 0 | TRUE
7 | prm15_fix_wcost_re20_c2p1_co2_cut90p_tnt1 | 2.3851 | TRUE
8 | prm15_fix_wcost_re20_c2p1_co2_cut90p_tnt1 | 4.9802 | TRUE
9 | prm15_fix_wcost_re20_c2p1_co2_cut90p_tnt1 | 0.7308 | TRUE
10 | prm15_fix_wcost_re20_c2p1_co2_cut90p_tnt1 | 5.3478 | TRUE
11 | prm15_fix_wcost_re20_c2p1_co2_cut90p_tnt1 | 0 | TRUE
12 | prm15_fix_wcost_re20_c2p1_co2_cut90p_tnt1 | 0 | TRUE
13 | prm15_fix_wcost_re20_c2p1_co2_cut90p_tnt1 | 0 | TRUE
14 | prm15_fix_wcost_re20_c2p1_co2_cut90p_tnt1 | 0 | TRUE
15 | prm15_fix_wcost_re20_c2p1_co2_cut90p_tnt1 | 0 | TRUE
16 | prm15_fix_wcost_re20_c2p1_co2_cut90p_tnt1 | 0 | TRUE
17 | prm15_fix_wcost_re20_c2p1_co2_cut90p_tnt1 | 0 | TRUE
18 | prm15_fix_wcost_re20_c2p1_co2_cut90p_tnt1 | 0 | TRUE
19 | prm15_fix_wcost_re20_c2p1_co2_cut90p_tnt1 | 1.467 | TRUE
20 | prm15_fix_wcost_re20_c2p1_co2_cut90p_tnt1 | 2.7619 | TRUE
21 | prm15_fix_wcost_re20_c2p1_co2_cut90p_tnt1 | 2.6492 | TRUE
22 | prm15_fix_wcost_re20_c2p1_co2_cut90p_tnt1 | 5.6068 | TRUE
23 | prm15_fix_wcost_re20_c2p1_co2_cut90p_tnt1 | 0 | TRUE
24 | prm15_fix_wcost_re20_c2p1_co2_cut90p_tnt1 | 0 | TRUE
25 | prm15_fix_wcost_re20_c2p1_co2_cut90p_tnt1 | 0 | TRUE
26 | prm15_fix_wcost_re20_c2p1_co2_cut90p_tnt1 | 0.0029981 | TRUE
27 | prm15_fix_wcost_re20_c2p1_co2_cut90p_tnt1 | 0 | TRUE
28 | prm15_fix_wcost_re20_c2p1_co2_cut90p_tnt1 | 0 | TRUE
29 | prm15_fix_wcost_re20_c2p1_co2_cut90p_tnt1 | 0 | TRUE
30 | prm15_fix_wcost_re20_c2p1_co2_cut90p_tnt1 | 0.014628 | TRUE
31 | prm15_fix_wcost_re20_c2p1_co2_cut90p_tnt1 | 1.4429 | TRUE
32 | prm15_fix_wcost_re20_c2p1_co2_cut90p_tnt1 | 3.8495 | TRUE
33 | prm15_fix_wcost_re20_c2p1_co2_cut90p_tnt1 | 1.7655 | TRUE
34 | prm15_fix_wcost_re20_c2p1_co2_cut90p_tnt1 | 8.3702 | TRUE
35 | prm15_fix_wcost_re20_c2p1_co2_cut90p_tnt1 | 0 | TRUE
36 | prm15_fix_wcost_re20_c2p1_co2_cut90p_tnt1 | 0 | TRUE
37 | prm15_fix_wcost_re20_c2p1_co2_cut90p_tnt1 | 0 | TRUE
38 | prm15_fix_wcost_re20_c2p1_co2_cut90p_tnt1 | 0.33058 | TRUE
39 | prm15_fix_wcost_re20_c2p1_co2_cut90p_tnt1 | 0 | TRUE
40 | prm15_fix_wcost_re20_c2p1_co2_cut90p_tnt1 | 0 | TRUE
41 | prm15_fix_wcost_re20_c2p1_co2_cut90p_tnt1 | 0.52271 | TRUE
42 | prm15_fix_wcost_re20_c2p1_co2_cut90p_tnt1 | 1.9229 | TRUE
43 | prm15_fix_wcost_re20_c2p1_co2_cut90p_tnt1 | 1.3653 | TRUE
44 | prm15_fix_wcost_re20_c2p1_co2_cut90p_tnt1 | 6.6622 | TRUE
45 | prm15_fix_wcost_re20_c2p1_co2_cut90p_tnt1 | 9.1198 | TRUE
46 | prm15_fix_wcost_re20_c2p1_co2_cut90p_tnt1 | 10.141 | TRUE
47 | prm15_fix_wcost_re20_c2p1_co2_cut90p_tnt1 | 0 | TRUE
48 | prm15_fix_wcost_re20_c2p1_co2_cut90p_tnt1 | 9.1987 | TRUE
49 | prm15_fix_wcost_re20_c2p1_co2_cut90p_tnt1 | 5.3061 | TRUE
50 | prm15_fix_wcost_re20_c2p1_co2_cut90p_tnt1 | 2.9453 | TRUE
51 | prm15_fix_wcost_re20_c2p1_co2_cut90p_tnt1 | 0.11839 | TRUE
52 | prm15_fix_wcost_re20_c2p1_co2_cut90p_tnt1 | 0 | TRUE
53 | prm15_fix_wcost_re20_c2p1_co2_cut90p_tnt1 | 1.325 | TRUE
54 | prm15_fix_wcost_re20_c2p1_co2_cut90p_tnt1 | 2.7456 | TRUE
55 | prm15_fix_wcost_re20_c2p1_co2_cut90p_tnt1 | 5.1392 | TRUE
56 | prm15_fix_wcost_re20_c2p1_co2_cut90p_tnt1 | 8.9459 | TRUE
57 | prm15_fix_wcost_re20_c2p1_co2_cut90p_tnt1 | 8.7993 | TRUE
58 | prm15_fix_wcost_re20_c2p1_co2_cut90p_tnt1 | 15.9128 | TRUE
59 | prm15_fix_wcost_re20_c2p1_co2_cut90p_tnt1 | 0 | TRUE
60 | prm15_fix_wcost_re20_c2p1_co2_cut90p_tnt1 | 12.9194 | TRUE
61 | prm15_fix_wcost_re20_c2p1_co2_cut90p_tnt1 | 9.9319 | TRUE
62 | prm15_fix_wcost_re20_c2p1_co2_cut90p_tnt1 | 9.4924 | TRUE
63 | prm15_fix_wcost_re20_c2p1_co2_cut90p_tnt1 | 4.2645 | TRUE
64 | prm15_fix_wcost_re20_c2p1_co2_cut90p_tnt1 | 4.1589 | TRUE
65 | prm15_fix_wcost_re20_c2p1_co2_cut90p_tnt1 | 4.1818 | TRUE
66 | prm15_fix_wcost_re20_c2p1_co2_cut90p_tnt1 | 7.6137 | TRUE
67 | prm15_fix_wcost_re20_c2p1_co2_cut90p_tnt1 | 7.0653 | TRUE
68 | prm15_fix_wcost_re20_c2p1_co2_cut90p_tnt1 | 8.2165 | TRUE
69 | prm15_fix_wcost_re20_c2p1_co2_cut90p_tnt1 | 7.458 | TRUE
70 | prm15_fix_wcost_re20_c2p1_co2_cut90p_tnt1 | 15.7237 | TRUE
71 | prm15_fix_wcost_re20_c2p1_co2_cut90p_tnt1 | 4.7665 | TRUE
0 | prm15_fix_wcost_re20_c2p1_tnt1 | 0 | FALSE
1 | prm15_fix_wcost_re20_c2p1_tnt1 | 0 | FALSE
2 | prm15_fix_wcost_re20_c2p1_tnt1 | 0 | FALSE
3 | prm15_fix_wcost_re20_c2p1_tnt1 | 0 | FALSE
4 | prm15_fix_wcost_re20_c2p1_tnt1 | 0 | FALSE
5 | prm15_fix_wcost_re20_c2p1_tnt1 | 0 | FALSE
6 | prm15_fix_wcost_re20_c2p1_tnt1 | 0 | FALSE
7 | prm15_fix_wcost_re20_c2p1_tnt1 | 0 | FALSE
8 | prm15_fix_wcost_re20_c2p1_tnt1 | 1.6401 | FALSE
9 | prm15_fix_wcost_re20_c2p1_tnt1 | 0 | FALSE
10 | prm15_fix_wcost_re20_c2p1_tnt1 | 2.1855 | FALSE
11 | prm15_fix_wcost_re20_c2p1_tnt1 | 0 | FALSE
12 | prm15_fix_wcost_re20_c2p1_tnt1 | 0 | FALSE
13 | prm15_fix_wcost_re20_c2p1_tnt1 | 0 | FALSE
14 | prm15_fix_wcost_re20_c2p1_tnt1 | 0 | FALSE
15 | prm15_fix_wcost_re20_c2p1_tnt1 | 0 | FALSE
16 | prm15_fix_wcost_re20_c2p1_tnt1 | 0 | FALSE
17 | prm15_fix_wcost_re20_c2p1_tnt1 | 0 | FALSE
18 | prm15_fix_wcost_re20_c2p1_tnt1 | 0 | FALSE
19 | prm15_fix_wcost_re20_c2p1_tnt1 | 0 | FALSE
20 | prm15_fix_wcost_re20_c2p1_tnt1 | 0.0031009 | FALSE
21 | prm15_fix_wcost_re20_c2p1_tnt1 | 0 | FALSE
22 | prm15_fix_wcost_re20_c2p1_tnt1 | 1.5647 | FALSE
23 | prm15_fix_wcost_re20_c2p1_tnt1 | 0 | FALSE
24 | prm15_fix_wcost_re20_c2p1_tnt1 | 0 | FALSE
25 | prm15_fix_wcost_re20_c2p1_tnt1 | 0 | FALSE
26 | prm15_fix_wcost_re20_c2p1_tnt1 | 0 | FALSE
27 | prm15_fix_wcost_re20_c2p1_tnt1 | 0 | FALSE
28 | prm15_fix_wcost_re20_c2p1_tnt1 | 0 | FALSE
29 | prm15_fix_wcost_re20_c2p1_tnt1 | 0 | FALSE
30 | prm15_fix_wcost_re20_c2p1_tnt1 | 0 | FALSE
31 | prm15_fix_wcost_re20_c2p1_tnt1 | 0 | FALSE
32 | prm15_fix_wcost_re20_c2p1_tnt1 | 0 | FALSE
33 | prm15_fix_wcost_re20_c2p1_tnt1 | 0 | FALSE
34 | prm15_fix_wcost_re20_c2p1_tnt1 | 0.83935 | FALSE
35 | prm15_fix_wcost_re20_c2p1_tnt1 | 0 | FALSE
36 | prm15_fix_wcost_re20_c2p1_tnt1 | 0 | FALSE
37 | prm15_fix_wcost_re20_c2p1_tnt1 | 0 | FALSE
38 | prm15_fix_wcost_re20_c2p1_tnt1 | 0 | FALSE
39 | prm15_fix_wcost_re20_c2p1_tnt1 | 0 | FALSE
40 | prm15_fix_wcost_re20_c2p1_tnt1 | 0 | FALSE
41 | prm15_fix_wcost_re20_c2p1_tnt1 | 0 | FALSE
42 | prm15_fix_wcost_re20_c2p1_tnt1 | 0 | FALSE
43 | prm15_fix_wcost_re20_c2p1_tnt1 | 0 | FALSE
44 | prm15_fix_wcost_re20_c2p1_tnt1 | 0 | FALSE
45 | prm15_fix_wcost_re20_c2p1_tnt1 | 0 | FALSE
46 | prm15_fix_wcost_re20_c2p1_tnt1 | 0 | FALSE
47 | prm15_fix_wcost_re20_c2p1_tnt1 | 0 | FALSE
48 | prm15_fix_wcost_re20_c2p1_tnt1 | 0.49505 | FALSE
49 | prm15_fix_wcost_re20_c2p1_tnt1 | 0.082132 | FALSE
50 | prm15_fix_wcost_re20_c2p1_tnt1 | 0.56685 | FALSE
51 | prm15_fix_wcost_re20_c2p1_tnt1 | 0 | FALSE
52 | prm15_fix_wcost_re20_c2p1_tnt1 | 0 | FALSE
53 | prm15_fix_wcost_re20_c2p1_tnt1 | 0 | FALSE
54 | prm15_fix_wcost_re20_c2p1_tnt1 | 0.017713 | FALSE
55 | prm15_fix_wcost_re20_c2p1_tnt1 | 0.16087 | FALSE
56 | prm15_fix_wcost_re20_c2p1_tnt1 | 0.15772 | FALSE
57 | prm15_fix_wcost_re20_c2p1_tnt1 | 0 | FALSE
58 | prm15_fix_wcost_re20_c2p1_tnt1 | 0 | FALSE
59 | prm15_fix_wcost_re20_c2p1_tnt1 | 0 | FALSE
60 | prm15_fix_wcost_re20_c2p1_tnt1 | 0 | FALSE
61 | prm15_fix_wcost_re20_c2p1_tnt1 | 0.025557 | FALSE
62 | prm15_fix_wcost_re20_c2p1_tnt1 | 1.1474 | FALSE
63 | prm15_fix_wcost_re20_c2p1_tnt1 | 0 | FALSE
64 | prm15_fix_wcost_re20_c2p1_tnt1 | 0 | FALSE
65 | prm15_fix_wcost_re20_c2p1_tnt1 | 0 | FALSE
66 | prm15_fix_wcost_re20_c2p1_tnt1 | 0.0027898 | FALSE
67 | prm15_fix_wcost_re20_c2p1_tnt1 | 0 | FALSE
68 | prm15_fix_wcost_re20_c2p1_tnt1 | 0.048522 | FALSE
69 | prm15_fix_wcost_re20_c2p1_tnt1 | 0 | FALSE
70 | prm15_fix_wcost_re20_c2p1_tnt1 | 0 | FALSE
71 | prm15_fix_wcost_re20_c2p1_tnt1 | 0 | FALSE

## Supp. Figure 18
Supplementary Figure 18 (top) | [9 empty] | Supplementary Figure 18 (bottom)
scs_id | load_zone | total_costs | added_cost_$M | new_tot_cost | emis_policy | op_char | fixed_pv | pol | group | load_zone | scs_id | emis_policy | exist_trd | op_char | fixed_pv | pol | group | new_total_cost
prm15_fix_wcost_re10_c2p1_co2_cut90p_tnt1 | Argentina | 57205685636.3565 | 371.5625 | 57.5772 | 1 | 10 | 0 | 90%Cut | 10 | Region-wide | prm15_wcost_re3_c2p1_t1 | 0 | 1 | 3 | 0 | NoCut,Lim | 10 | 299.0946
prm15_fix_wcost_re10_c2p1_co2_cut90p_tnt1 | Brazil | 206753557571.634 | 8631.847 | 215.3854 | 1 | 10 | 0 | 90%Cut | 10 | Paraguay | prm15_wcost_re10_c2p1_t1 | 0 | 1 | 10 | 0 | NoCut,Lim | 10 | 5.1029
prm15_fix_wcost_re10_c2p1_co2_cut90p_tnt1 | Chile | 30535994930.9093 | 2679.9632 | 33.216 | 1 | 10 | 0 | 90%Cut | 10 | Paraguay | prm15_wcost_re19_c2p1_t1 | 0 | 1 | 19 | 1 | NoCut,Lim | 11 | 5.2474
prm15_fix_wcost_re10_c2p1_co2_cut90p_tnt1 | Paraguay | 5303247108.4197 | 9.3896 | 5.3126 | 1 | 10 | 0 | 90%Cut | 10 | Paraguay | prm15_wcost_re9_c2p1_t1 | 0 | 1 | 9 | 0 | NoCut,Lim | 10 | 5.1791
prm15_fix_wcost_re10_c2p1_co2_cut90p_tnt1 | Region-wide | 306225413734.097 | 11751.7698 | 317.9772 | 1 | 10 | 0 | 90%Cut | 10 | Paraguay | prm15_wcost_re17_c2p1_t1 | 0 | 1 | 17 | 1 | NoCut,Lim | 11 | 5.2467
prm15_fix_wcost_re10_c2p1_co2_cut90p_tnt1 | Uruguay | 6426928486.7778 | 59.0075 | 6.4859 | 1 | 10 | 0 | 90%Cut | 10 | Paraguay | prm15_wcost_re7_c2p1_t1 | 0 | 1 | 7 | 0 | NoCut,Lim | 10 | 5.1705
prm15_fix_wcost_re10_c2p1_tnt1 | Argentina | 53603575839.1941 | 0 | 53.6036 | 0 | 10 | 0 | NoCut | 0 | Paraguay | prm15_wcost_re16_c2p1_t1 | 0 | 1 | 16 | 1 | NoCut,Lim | 11 | 5.2345
prm15_fix_wcost_re10_c2p1_tnt1 | Brazil | 207355996558.601 | 1346.7838 | 208.7028 | 0 | 10 | 0 | NoCut | 0 | Paraguay | prm15_wcost_re6_c2p1_t1 | 0 | 1 | 6 | 0 | NoCut,Lim | 10 | 5.1207
prm15_fix_wcost_re10_c2p1_tnt1 | Chile | 26491624589.4983 | 0 | 26.4916 | 0 | 10 | 0 | NoCut | 0 | Paraguay | prm15_wcost_re20_c2p1_t1 | 0 | 1 | 20 | 1 | NoCut,Lim | 11 | 5.1997
prm15_fix_wcost_re10_c2p1_tnt1 | Paraguay | 3737850619.7974 | 122.2614 | 3.8601 | 0 | 10 | 0 | NoCut | 0 | Paraguay | prm15_wcost_re18_c2p1_t1 | 0 | 1 | 18 | 1 | NoCut,Lim | 11 | 5.2474
prm15_fix_wcost_re10_c2p1_tnt1 | Region-wide | 296138065274.688 | 1469.0452 | 297.6071 | 0 | 10 | 0 | NoCut | 0 | Paraguay | prm15_wcost_re15_c2p1_t1 | 0 | 1 | 15 | 1 | NoCut,Lim | 11 | 5.2472
prm15_fix_wcost_re10_c2p1_tnt1 | Uruguay | 4949017667.5974 | 0 | 4.949 | 0 | 10 | 0 | NoCut | 0 | Paraguay | prm15_wcost_re5_c2p1_t1 | 0 | 1 | 5 | 0 | NoCut,Lim | 10 | 5.1777
prm15_fix_wcost_re11_c2p1_co2_cut90p_tnt1 | Argentina | 59332550299.3674 | 245.5331 | 59.5781 | 1 | 11 | 1 | 90%Cut | 11 | Paraguay | prm15_wcost_re14_c2p1_t1 | 0 | 1 | 14 | 1 | NoCut,Lim | 11 | 5.2474
prm15_fix_wcost_re11_c2p1_co2_cut90p_tnt1 | Brazil | 210940189327.508 | 10682.0318 | 221.6222 | 1 | 11 | 1 | 90%Cut | 11 | Paraguay | prm15_wcost_re4_c2p1_t1 | 0 | 1 | 4 | 0 | NoCut,Lim | 10 | 5.1791
prm15_fix_wcost_re11_c2p1_co2_cut90p_tnt1 | Chile | 30434537378.9487 | 1318.9109 | 31.7534 | 1 | 11 | 1 | 90%Cut | 11 | Paraguay | prm15_wcost_re12_c2p1_t1 | 0 | 1 | 12 | 1 | NoCut,Lim | 11 | 5.2474
prm15_fix_wcost_re11_c2p1_co2_cut90p_tnt1 | Paraguay | 6419306513.7474 | 3.9881 | 6.4233 | 1 | 11 | 1 | 90%Cut | 11 | Paraguay | prm15_wcost_re2_c2p1_t1 | 0 | 1 | 2 | 0 | NoCut,Lim | 10 | 5.1791
prm15_fix_wcost_re11_c2p1_co2_cut90p_tnt1 | Region-wide | 313254880382.221 | 12349.2161 | 325.6041 | 1 | 11 | 1 | 90%Cut | 11 | Paraguay | prm15_wcost_re11_c2p1_t1 | 0 | 1 | 11 | 1 | NoCut,Lim | 11 | 5.2151
prm15_fix_wcost_re11_c2p1_co2_cut90p_tnt1 | Uruguay | 6128296862.6502 | 98.7522 | 6.227 | 1 | 11 | 1 | 90%Cut | 11 | Paraguay | prm15_wcost_re8_c2p1_t1 | 0 | 1 | 8 | 0 | NoCut,Lim | 10 | 5.1791
prm15_fix_wcost_re11_c2p1_tnt1 | Argentina | 51213779815.7236 | 0 | 51.2138 | 0 | 11 | 1 | NoCut | 1 | Paraguay | prm15_wcost_re1_c2p1_t1 | 0 | 1 | 1 | 0 | NoCut,Lim | 10 | 5.1197
prm15_fix_wcost_re11_c2p1_tnt1 | Brazil | 212947255979.797 | 1296.1873 | 214.2434 | 0 | 11 | 1 | NoCut | 1 | Region-wide | prm15_wcost_re1_c2p1_t1 | 0 | 1 | 1 | 0 | NoCut,Lim | 10 | 294.0399
prm15_fix_wcost_re11_c2p1_tnt1 | Chile | 26513681136.7855 | 0 | 26.5137 | 0 | 11 | 1 | NoCut | 1 | Chile | prm15_wcost_re1_c2p1_t1 | 0 | 1 | 1 | 0 | NoCut,Lim | 10 | 27.5101
prm15_fix_wcost_re11_c2p1_tnt1 | Paraguay | 4127795903.3469 | 87.8981 | 4.2157 | 0 | 11 | 1 | NoCut | 1 | Chile | prm15_wcost_re10_c2p1_t1 | 0 | 1 | 10 | 0 | NoCut,Lim | 10 | 27.5032
prm15_fix_wcost_re11_c2p1_tnt1 | Region-wide | 299364415121.688 | 1384.0854 | 300.7485 | 0 | 11 | 1 | NoCut | 1 | Chile | prm15_wcost_re19_c2p1_t1 | 0 | 1 | 19 | 1 | NoCut,Lim | 11 | 26.3508
prm15_fix_wcost_re11_c2p1_tnt1 | Uruguay | 4561902286.034 | 0 | 4.5619 | 0 | 11 | 1 | NoCut | 1 | Chile | prm15_wcost_re9_c2p1_t1 | 0 | 1 | 9 | 0 | NoCut,Lim | 10 | 27.3971
prm15_fix_wcost_re12_c2p1_co2_cut90p_tnt1 | Argentina | 64599576164.1016 | 194.8387 | 64.7944 | 1 | 12 | 1 | 90%Cut | 11 | Chile | prm15_wcost_re17_c2p1_t1 | 0 | 1 | 17 | 1 | NoCut,Lim | 11 | 26.2771
prm15_fix_wcost_re12_c2p1_co2_cut90p_tnt1 | Brazil | 222567452172.122 | 12196.4493 | 234.7639 | 1 | 12 | 1 | 90%Cut | 11 | Chile | prm15_wcost_re7_c2p1_t1 | 0 | 1 | 7 | 0 | NoCut,Lim | 10 | 27.6474
prm15_fix_wcost_re12_c2p1_co2_cut90p_tnt1 | Chile | 28043701337.9603 | 2582.6815 | 30.6264 | 1 | 12 | 1 | 90%Cut | 11 | Chile | prm15_wcost_re16_c2p1_t1 | 0 | 1 | 16 | 1 | NoCut,Lim | 11 | 26.3237
prm15_fix_wcost_re12_c2p1_co2_cut90p_tnt1 | Paraguay | 7591958047.577 | 0.8156 | 7.5928 | 1 | 12 | 1 | 90%Cut | 11 | Chile | prm15_wcost_re6_c2p1_t1 | 0 | 1 | 6 | 0 | NoCut,Lim | 10 | 28.2595
prm15_fix_wcost_re12_c2p1_co2_cut90p_tnt1 | Region-wide | 329217215414.471 | 15111.4806 | 344.3287 | 1 | 12 | 1 | 90%Cut | 11 | Chile | prm15_wcost_re13_c2p1_t1 | 0 | 1 | 13 | 1 | NoCut,Lim | 11 | 26.212
prm15_fix_wcost_re12_c2p1_co2_cut90p_tnt1 | Uruguay | 6414527692.71 | 136.6955 | 6.5512 | 1 | 12 | 1 | 90%Cut | 11 | Chile | prm15_wcost_re18_c2p1_t1 | 0 | 1 | 18 | 1 | NoCut,Lim | 11 | 26.179
prm15_fix_wcost_re12_c2p1_tnt1 | Argentina | 53055544516.346 | 0 | 53.0555 | 0 | 12 | 1 | NoCut | 1 | Chile | prm15_wcost_re15_c2p1_t1 | 0 | 1 | 15 | 1 | NoCut,Lim | 11 | 26.3652
prm15_fix_wcost_re12_c2p1_tnt1 | Brazil | 219013865742.319 | 1441.1752 | 220.455 | 0 | 12 | 1 | NoCut | 1 | Chile | prm15_wcost_re5_c2p1_t1 | 0 | 1 | 5 | 0 | NoCut,Lim | 10 | 25.9626
prm15_fix_wcost_re12_c2p1_tnt1 | Chile | 26484428739.7165 | 0 | 26.4844 | 0 | 12 | 1 | NoCut | 1 | Chile | prm15_wcost_re14_c2p1_t1 | 0 | 1 | 14 | 1 | NoCut,Lim | 11 | 26.5564
prm15_fix_wcost_re12_c2p1_tnt1 | Paraguay | 3652371144.0041 | 190.5503 | 3.8429 | 0 | 12 | 1 | NoCut | 1 | Chile | prm15_wcost_re4_c2p1_t1 | 0 | 1 | 4 | 0 | NoCut,Lim | 10 | 27.4185
prm15_fix_wcost_re12_c2p1_tnt1 | Region-wide | 306765296584.548 | 1673.8193 | 308.4391 | 0 | 12 | 1 | NoCut | 1 | Chile | prm15_wcost_re12_c2p1_t1 | 0 | 1 | 12 | 1 | NoCut,Lim | 11 | 26.3906
prm15_fix_wcost_re12_c2p1_tnt1 | Uruguay | 4559086442.1627 | 42.0938 | 4.6012 | 0 | 12 | 1 | NoCut | 1 | Chile | prm15_wcost_re2_c2p1_t1 | 0 | 1 | 2 | 0 | NoCut,Lim | 10 | 27.4193
prm15_fix_wcost_re13_c2p1_co2_cut90p_tnt1 | Argentina | 68054764147.2283 | 232.4303 | 68.2872 | 1 | 13 | 1 | 90%Cut | 11 | Chile | prm15_wcost_re11_c2p1_t1 | 0 | 1 | 11 | 1 | NoCut,Lim | 11 | 27.7182
prm15_fix_wcost_re13_c2p1_co2_cut90p_tnt1 | Brazil | 233212183947.493 | 13179.8558 | 246.392 | 1 | 13 | 1 | 90%Cut | 11 | Chile | prm15_wcost_re8_c2p1_t1 | 0 | 1 | 8 | 0 | NoCut,Lim | 10 | 27.5204
prm15_fix_wcost_re13_c2p1_co2_cut90p_tnt1 | Chile | 29990434910.837 | 4169.0611 | 34.1595 | 1 | 13 | 1 | 90%Cut | 11 | Chile | prm15_wcost_re20_c2p1_t1 | 0 | 1 | 20 | 1 | NoCut,Lim | 11 | 26.5199
prm15_fix_wcost_re13_c2p1_co2_cut90p_tnt1 | Paraguay | 8081260650.614 | 9.1818 | 8.0904 | 1 | 13 | 1 | 90%Cut | 11 | Paraguay | prm15_wcost_re13_c2p1_t1 | 0 | 1 | 13 | 1 | NoCut,Lim | 11 | 5.2472
prm15_fix_wcost_re13_c2p1_co2_cut90p_tnt1 | Region-wide | 344894527689.64 | 17821.3114 | 362.7158 | 1 | 13 | 1 | 90%Cut | 11 | Uruguay | prm15_wcost_re20_c2p1_t1 | 0 | 1 | 20 | 1 | NoCut,Lim | 11 | 4.3742
prm15_fix_wcost_re13_c2p1_co2_cut90p_tnt1 | Uruguay | 5555884033.4682 | 230.7824 | 5.7867 | 1 | 13 | 1 | 90%Cut | 11 | Region-wide | prm15_wcost_re10_c2p1_t1 | 0 | 1 | 10 | 0 | NoCut,Lim | 10 | 293.4957
prm15_fix_wcost_re13_c2p1_tnt1 | Argentina | 52009700692.7258 | 0 | 52.0097 | 0 | 13 | 1 | NoCut | 1 | Region-wide | prm15_wcost_re19_c2p1_t1 | 0 | 1 | 19 | 1 | NoCut,Lim | 11 | 308.4427
prm15_fix_wcost_re13_c2p1_tnt1 | Brazil | 223056794726.208 | 823.3438 | 223.8801 | 0 | 13 | 1 | NoCut | 1 | Region-wide | prm15_wcost_re9_c2p1_t1 | 0 | 1 | 9 | 0 | NoCut,Lim | 10 | 298.876
prm15_fix_wcost_re13_c2p1_tnt1 | Chile | 26303866397.3715 | 0 | 26.3039 | 0 | 13 | 1 | NoCut | 1 | Region-wide | prm15_wcost_re17_c2p1_t1 | 0 | 1 | 17 | 1 | NoCut,Lim | 11 | 303.1421
prm15_fix_wcost_re13_c2p1_tnt1 | Paraguay | 3699044142.5865 | 280.2475 | 3.9793 | 0 | 13 | 1 | NoCut | 1 | Region-wide | prm15_wcost_re7_c2p1_t1 | 0 | 1 | 7 | 0 | NoCut,Lim | 10 | 296.7358
prm15_fix_wcost_re13_c2p1_tnt1 | Region-wide | 310677630480.525 | 1161.9655 | 311.8396 | 0 | 13 | 1 | NoCut | 1 | Region-wide | prm15_wcost_re16_c2p1_t1 | 0 | 1 | 16 | 1 | NoCut,Lim | 11 | 300.1784
prm15_fix_wcost_re13_c2p1_tnt1 | Uruguay | 5608224521.633 | 58.3742 | 5.6666 | 0 | 13 | 1 | NoCut | 1 | Region-wide | prm15_wcost_re6_c2p1_t1 | 0 | 1 | 6 | 0 | NoCut,Lim | 10 | 295.2667
prm15_fix_wcost_re14_c2p1_co2_cut90p_tnt1 | Argentina | 65635136485.0557 | 155.6072 | 65.7907 | 1 | 14 | 1 | 90%Cut | 11 | Region-wide | prm15_wcost_re20_c2p1_t1 | 0 | 1 | 20 | 1 | NoCut,Lim | 11 | 297.0462
prm15_fix_wcost_re14_c2p1_co2_cut90p_tnt1 | Brazil | 225335758670.706 | 12190.6237 | 237.5264 | 1 | 14 | 1 | 90%Cut | 11 | Region-wide | prm15_wcost_re18_c2p1_t1 | 0 | 1 | 18 | 1 | NoCut,Lim | 11 | 308.0438
prm15_fix_wcost_re14_c2p1_co2_cut90p_tnt1 | Chile | 28419962967.86 | 2617.3469 | 31.0373 | 1 | 14 | 1 | 90%Cut | 11 | Region-wide | prm15_wcost_re15_c2p1_t1 | 0 | 1 | 15 | 1 | NoCut,Lim | 11 | 303.9828
prm15_fix_wcost_re14_c2p1_co2_cut90p_tnt1 | Paraguay | 7618599965.0312 | 2.1122 | 7.6207 | 1 | 14 | 1 | 90%Cut | 11 | Region-wide | prm15_wcost_re5_c2p1_t1 | 0 | 1 | 5 | 0 | NoCut,Lim | 10 | 297.0839
prm15_fix_wcost_re14_c2p1_co2_cut90p_tnt1 | Region-wide | 333546633844.279 | 15063.1301 | 348.6098 | 1 | 14 | 1 | 90%Cut | 11 | Region-wide | prm15_wcost_re14_c2p1_t1 | 0 | 1 | 14 | 1 | NoCut,Lim | 11 | 306.5557
prm15_fix_wcost_re14_c2p1_co2_cut90p_tnt1 | Uruguay | 6537175755.6263 | 97.4401 | 6.6346 | 1 | 14 | 1 | 90%Cut | 11 | Region-wide | prm15_wcost_re4_c2p1_t1 | 0 | 1 | 4 | 0 | NoCut,Lim | 10 | 298.1419
prm15_fix_wcost_re14_c2p1_tnt1 | Argentina | 51447445106.8095 | 0 | 51.4474 | 0 | 14 | 1 | NoCut | 1 | Region-wide | prm15_wcost_re12_c2p1_t1 | 0 | 1 | 12 | 1 | NoCut,Lim | 11 | 305.1607
prm15_fix_wcost_re14_c2p1_tnt1 | Brazil | 221172435850.636 | 1217.5154 | 222.39 | 0 | 14 | 1 | NoCut | 1 | Region-wide | prm15_wcost_re2_c2p1_t1 | 0 | 1 | 2 | 0 | NoCut,Lim | 10 | 297.5786
prm15_fix_wcost_re14_c2p1_tnt1 | Chile | 26554484430.0318 | 0 | 26.5545 | 0 | 14 | 1 | NoCut | 1 | Region-wide | prm15_wcost_re11_c2p1_t1 | 0 | 1 | 11 | 1 | NoCut,Lim | 11 | 297.9628
prm15_fix_wcost_re14_c2p1_tnt1 | Paraguay | 3578450993.0018 | 221.6574 | 3.8001 | 0 | 14 | 1 | NoCut | 1 | Region-wide | prm15_wcost_re8_c2p1_t1 | 0 | 1 | 8 | 0 | NoCut,Lim | 10 | 298.7324
prm15_fix_wcost_re14_c2p1_tnt1 | Region-wide | 307973756778.023 | 1509.4487 | 309.4832 | 0 | 14 | 1 | NoCut | 1 | Paraguay | prm15_wcost_re3_c2p1_t1 | 0 | 1 | 3 | 0 | NoCut,Lim | 10 | 5.1791
prm15_fix_wcost_re14_c2p1_tnt1 | Uruguay | 5220940397.5436 | 70.276 | 5.2912 | 0 | 14 | 1 | NoCut | 1 | Uruguay | prm15_wcost_re3_c2p1_t1 | 0 | 1 | 3 | 0 | NoCut,Lim | 10 | 4.5915
prm15_fix_wcost_re15_c2p1_co2_cut90p_tnt1 | Argentina | 64816592418.8889 | 214.4074 | 65.031 | 1 | 15 | 1 | 90%Cut | 11 | Uruguay | prm15_wcost_re1_c2p1_t1 | 0 | 1 | 1 | 0 | NoCut,Lim | 10 | 5.3309
prm15_fix_wcost_re15_c2p1_co2_cut90p_tnt1 | Brazil | 218179004877.503 | 14619.083 | 232.7981 | 1 | 15 | 1 | 90%Cut | 11 | Uruguay | prm15_wcost_re10_c2p1_t1 | 0 | 1 | 10 | 0 | NoCut,Lim | 10 | 4.773
prm15_fix_wcost_re15_c2p1_co2_cut90p_tnt1 | Chile | 29807414265.3333 | 6022.5708 | 35.83 | 1 | 15 | 1 | 90%Cut | 11 | Uruguay | prm15_wcost_re19_c2p1_t1 | 0 | 1 | 19 | 1 | NoCut,Lim | 11 | 4.8181
prm15_fix_wcost_re15_c2p1_co2_cut90p_tnt1 | Paraguay | 7449733776.0312 | 1.7214 | 7.4515 | 1 | 15 | 1 | 90%Cut | 11 | Uruguay | prm15_wcost_re9_c2p1_t1 | 0 | 1 | 9 | 0 | NoCut,Lim | 10 | 5.036
prm15_fix_wcost_re15_c2p1_co2_cut90p_tnt1 | Region-wide | 326098924577.268 | 20974.7646 | 347.0737 | 1 | 15 | 1 | 90%Cut | 11 | Uruguay | prm15_wcost_re17_c2p1_t1 | 0 | 1 | 17 | 1 | NoCut,Lim | 11 | 4.6039
prm15_fix_wcost_re15_c2p1_co2_cut90p_tnt1 | Uruguay | 5846179239.5107 | 116.982 | 5.9632 | 1 | 15 | 1 | 90%Cut | 11 | Uruguay | prm15_wcost_re7_c2p1_t1 | 0 | 1 | 7 | 0 | NoCut,Lim | 10 | 5.4308
prm15_fix_wcost_re15_c2p1_tnt1 | Argentina | 51061892254.3001 | 0 | 51.0619 | 0 | 15 | 1 | NoCut | 1 | Uruguay | prm15_wcost_re16_c2p1_t1 | 0 | 1 | 16 | 1 | NoCut,Lim | 11 | 4.5091
prm15_fix_wcost_re15_c2p1_tnt1 | Brazil | 218702823578.803 | 1309.3485 | 220.0122 | 0 | 15 | 1 | NoCut | 1 | Uruguay | prm15_wcost_re6_c2p1_t1 | 0 | 1 | 6 | 0 | NoCut,Lim | 10 | 4.8911
prm15_fix_wcost_re15_c2p1_tnt1 | Chile | 26274073703.5845 | 0 | 26.2741 | 0 | 15 | 1 | NoCut | 1 | Uruguay | prm15_wcost_re13_c2p1_t1 | 0 | 1 | 13 | 1 | NoCut,Lim | 11 | 5.3402
prm15_fix_wcost_re15_c2p1_tnt1 | Paraguay | 3607558025.7023 | 178.8607 | 3.7864 | 0 | 15 | 1 | NoCut | 1 | Uruguay | prm15_wcost_re18_c2p1_t1 | 0 | 1 | 18 | 1 | NoCut,Lim | 11 | 4.8355
prm15_fix_wcost_re15_c2p1_tnt1 | Region-wide | 304798020314.348 | 1488.2093 | 306.2862 | 0 | 15 | 1 | NoCut | 1 | Uruguay | prm15_wcost_re15_c2p1_t1 | 0 | 1 | 15 | 1 | NoCut,Lim | 11 | 4.636
prm15_fix_wcost_re15_c2p1_tnt1 | Uruguay | 5151672751.958 | 0 | 5.1517 | 0 | 15 | 1 | NoCut | 1 | Uruguay | prm15_wcost_re5_c2p1_t1 | 0 | 1 | 5 | 0 | NoCut,Lim | 10 | 5.4569
prm15_fix_wcost_re16_c2p1_co2_cut90p_tnt1 | Argentina | 61149823384.2658 | 378.1966 | 61.528 | 1 | 16 | 1 | 90%Cut | 11 | Uruguay | prm15_wcost_re14_c2p1_t1 | 0 | 1 | 14 | 1 | NoCut,Lim | 11 | 4.793
prm15_fix_wcost_re16_c2p1_co2_cut90p_tnt1 | Brazil | 213191814277.762 | 10618.9614 | 223.8108 | 1 | 16 | 1 | 90%Cut | 11 | Uruguay | prm15_wcost_re4_c2p1_t1 | 0 | 1 | 4 | 0 | NoCut,Lim | 10 | 5.3828
prm15_fix_wcost_re16_c2p1_co2_cut90p_tnt1 | Chile | 30379956102.6636 | 1747.8148 | 32.1278 | 1 | 16 | 1 | 90%Cut | 11 | Uruguay | prm15_wcost_re12_c2p1_t1 | 0 | 1 | 12 | 1 | NoCut,Lim | 11 | 4.7059
prm15_fix_wcost_re16_c2p1_co2_cut90p_tnt1 | Paraguay | 6636756520.8273 | 4.1343 | 6.6409 | 1 | 16 | 1 | 90%Cut | 11 | Uruguay | prm15_wcost_re2_c2p1_t1 | 0 | 1 | 2 | 0 | NoCut,Lim | 10 | 5.4731
prm15_fix_wcost_re16_c2p1_co2_cut90p_tnt1 | Region-wide | 317587198171.542 | 12875.0674 | 330.4623 | 1 | 16 | 1 | 90%Cut | 11 | Uruguay | prm15_wcost_re11_c2p1_t1 | 0 | 1 | 11 | 1 | NoCut,Lim | 11 | 4.9413
prm15_fix_wcost_re16_c2p1_co2_cut90p_tnt1 | Uruguay | 6228847886.0231 | 125.9602 | 6.3548 | 1 | 16 | 1 | 90%Cut | 11 | Uruguay | prm15_wcost_re8_c2p1_t1 | 0 | 1 | 8 | 0 | NoCut,Lim | 10 | 5.0488
prm15_fix_wcost_re16_c2p1_tnt1 | Argentina | 52708042569.2066 | 0 | 52.708 | 0 | 16 | 1 | NoCut | 1 | Brazil | prm15_wcost_re3_c2p1_t1 | 0 | 1 | 3 | 0 | NoCut,Lim | 10 | 212.281
prm15_fix_wcost_re16_c2p1_tnt1 | Brazil | 213463671150.833 | 1319.3027 | 214.783 | 0 | 16 | 1 | NoCut | 1 | Chile | prm15_wcost_re3_c2p1_t1 | 0 | 1 | 3 | 0 | NoCut,Lim | 10 | 25.8208
prm15_fix_wcost_re16_c2p1_tnt1 | Chile | 26368624022.5334 | 0 | 26.3686 | 0 | 16 | 1 | NoCut | 1 | Argentina | prm15_wcost_re13_c2p1_t1 | 0 | 1 | 13 | 1 | NoCut,Lim | 11 | 50.9058
prm15_fix_wcost_re16_c2p1_tnt1 | Paraguay | 4184815465.2764 | 88.7371 | 4.2736 | 0 | 16 | 1 | NoCut | 1 | Brazil | prm15_wcost_re7_c2p1_t1 | 0 | 1 | 7 | 0 | NoCut,Lim | 10 | 207.1019
prm15_fix_wcost_re16_c2p1_tnt1 | Region-wide | 301319674544.896 | 1408.0398 | 302.7277 | 0 | 16 | 1 | NoCut | 1 | Brazil | prm15_wcost_re17_c2p1_t1 | 0 | 1 | 17 | 1 | NoCut,Lim | 11 | 214.8271
prm15_fix_wcost_re16_c2p1_tnt1 | Uruguay | 4594521337.046 | 0 | 4.5945 | 0 | 16 | 1 | NoCut | 1 | Brazil | prm15_wcost_re9_c2p1_t1 | 0 | 1 | 9 | 0 | NoCut,Lim | 10 | 211.2732
prm15_fix_wcost_re17_c2p1_co2_cut90p_tnt1 | Argentina | 61306742257.4447 | 239.1559 | 61.5459 | 1 | 17 | 1 | 90%Cut | 11 | Brazil | prm15_wcost_re19_c2p1_t1 | 0 | 1 | 19 | 1 | NoCut,Lim | 11 | 220.8503
prm15_fix_wcost_re17_c2p1_co2_cut90p_tnt1 | Brazil | 219553182922.104 | 11220.2175 | 230.7734 | 1 | 17 | 1 | 90%Cut | 11 | Brazil | prm15_wcost_re10_c2p1_t1 | 0 | 1 | 10 | 0 | NoCut,Lim | 10 | 204.9361
prm15_fix_wcost_re17_c2p1_co2_cut90p_tnt1 | Chile | 29713523810.5474 | 3051.877 | 32.7654 | 1 | 17 | 1 | 90%Cut | 11 | Brazil | prm15_wcost_re20_c2p1_t1 | 0 | 1 | 20 | 1 | NoCut,Lim | 11 | 209.1133
prm15_fix_wcost_re17_c2p1_co2_cut90p_tnt1 | Paraguay | 7322338887.8211 | 1.2979 | 7.3236 | 1 | 17 | 1 | 90%Cut | 11 | Argentina | prm15_wcost_re3_c2p1_t1 | 0 | 1 | 3 | 0 | NoCut,Lim | 10 | 51.2222
prm15_fix_wcost_re17_c2p1_co2_cut90p_tnt1 | Region-wide | 324720190423.117 | 14637.7673 | 339.358 | 1 | 17 | 1 | 90%Cut | 11 | Brazil | prm15_wcost_re13_c2p1_t1 | 0 | 1 | 13 | 1 | NoCut,Lim | 11 | 221.1386
prm15_fix_wcost_re17_c2p1_co2_cut90p_tnt1 | Uruguay | 6824402545.1995 | 125.219 | 6.9496 | 1 | 17 | 1 | 90%Cut | 11 | Argentina | prm15_wcost_re1_c2p1_t1 | 0 | 1 | 1 | 0 | NoCut,Lim | 10 | 50.9061
prm15_fix_wcost_re17_c2p1_tnt1 | Argentina | 50193770980.8004 | 0 | 50.1938 | 0 | 17 | 1 | NoCut | 1 | Argentina | prm15_wcost_re11_c2p1_t1 | 0 | 1 | 11 | 1 | NoCut,Lim | 11 | 49.2783
prm15_fix_wcost_re17_c2p1_tnt1 | Brazil | 217798217883.598 | 1293.5779 | 219.0918 | 0 | 17 | 1 | NoCut | 1 | Argentina | prm15_wcost_re2_c2p1_t1 | 0 | 1 | 2 | 0 | NoCut,Lim | 10 | 50.791
prm15_fix_wcost_re17_c2p1_tnt1 | Chile | 27656358902.7594 | 0 | 27.6564 | 0 | 17 | 1 | NoCut | 1 | Argentina | prm15_wcost_re12_c2p1_t1 | 0 | 1 | 12 | 1 | NoCut,Lim | 11 | 51.575
prm15_fix_wcost_re17_c2p1_tnt1 | Paraguay | 3620235887.1687 | 181.7962 | 3.802 | 0 | 17 | 1 | NoCut | 1 | Brazil | prm15_wcost_re16_c2p1_t1 | 0 | 1 | 16 | 1 | NoCut,Lim | 11 | 212.1502
prm15_fix_wcost_re17_c2p1_tnt1 | Region-wide | 303932166326.636 | 1475.3742 | 305.4075 | 0 | 17 | 1 | NoCut | 1 | Argentina | prm15_wcost_re4_c2p1_t1 | 0 | 1 | 4 | 0 | NoCut,Lim | 10 | 49.1281
prm15_fix_wcost_re17_c2p1_tnt1 | Uruguay | 4663582672.3094 | 0 | 4.6636 | 0 | 17 | 1 | NoCut | 1 | Argentina | prm15_wcost_re5_c2p1_t1 | 0 | 1 | 5 | 0 | NoCut,Lim | 10 | 52.2401
prm15_fix_wcost_re18_c2p1_co2_cut90p_tnt1 | Argentina | 68208245293.1053 | 143.2595 | 68.3515 | 1 | 18 | 1 | 90%Cut | 11 | Argentina | prm15_wcost_re15_c2p1_t1 | 0 | 1 | 15 | 1 | NoCut,Lim | 11 | 51.6438
prm15_fix_wcost_re18_c2p1_co2_cut90p_tnt1 | Brazil | 230570720279.874 | 11601.6965 | 242.1724 | 1 | 18 | 1 | 90%Cut | 11 | Argentina | prm15_wcost_re8_c2p1_t1 | 0 | 1 | 8 | 0 | NoCut,Lim | 10 | 49.979
prm15_fix_wcost_re18_c2p1_co2_cut90p_tnt1 | Chile | 27998772236.8574 | 2703.8316 | 30.7026 | 1 | 18 | 1 | 90%Cut | 11 | Argentina | prm15_wcost_re18_c2p1_t1 | 0 | 1 | 18 | 1 | NoCut,Lim | 11 | 51.3604
prm15_fix_wcost_re18_c2p1_co2_cut90p_tnt1 | Paraguay | 7793054802.4984 | 3.3765 | 7.7964 | 1 | 18 | 1 | 90%Cut | 11 | Argentina | prm15_wcost_re6_c2p1_t1 | 0 | 1 | 6 | 0 | NoCut,Lim | 10 | 52.2557
prm15_fix_wcost_re18_c2p1_co2_cut90p_tnt1 | Region-wide | 341100875184.114 | 14621.4549 | 355.7223 | 1 | 18 | 1 | 90%Cut | 11 | Argentina | prm15_wcost_re16_c2p1_t1 | 0 | 1 | 16 | 1 | NoCut,Lim | 11 | 51.9608
prm15_fix_wcost_re18_c2p1_co2_cut90p_tnt1 | Uruguay | 6530082571.7786 | 169.2907 | 6.6994 | 1 | 18 | 1 | 90%Cut | 11 | Argentina | prm15_wcost_re7_c2p1_t1 | 0 | 1 | 7 | 0 | NoCut,Lim | 10 | 51.3852
prm15_fix_wcost_re18_c2p1_tnt1 | Argentina | 51839271486.1659 | 0 | 51.8393 | 0 | 18 | 1 | NoCut | 1 | Argentina | prm15_wcost_re17_c2p1_t1 | 0 | 1 | 17 | 1 | NoCut,Lim | 11 | 52.1873
prm15_fix_wcost_re18_c2p1_tnt1 | Brazil | 222439245898.639 | 1000.0311 | 223.4393 | 0 | 18 | 1 | NoCut | 1 | Argentina | prm15_wcost_re9_c2p1_t1 | 0 | 1 | 9 | 0 | NoCut,Lim | 10 | 49.9907
prm15_fix_wcost_re18_c2p1_tnt1 | Chile | 26367137519.5307 | 0 | 26.3671 | 0 | 18 | 1 | NoCut | 1 | Argentina | prm15_wcost_re19_c2p1_t1 | 0 | 1 | 19 | 1 | NoCut,Lim | 11 | 51.176
prm15_fix_wcost_re18_c2p1_tnt1 | Paraguay | 3699404454.0862 | 264.4048 | 3.9638 | 0 | 18 | 1 | NoCut | 1 | Argentina | prm15_wcost_re10_c2p1_t1 | 0 | 1 | 10 | 0 | NoCut,Lim | 10 | 51.1806
prm15_fix_wcost_re18_c2p1_tnt1 | Region-wide | 309947054655.084 | 1325.4922 | 311.2725 | 0 | 18 | 1 | NoCut | 1 | Argentina | prm15_wcost_re20_c2p1_t1 | 0 | 1 | 20 | 1 | NoCut,Lim | 11 | 51.8391
prm15_fix_wcost_re18_c2p1_tnt1 | Uruguay | 5601995296.6617 | 61.0562 | 5.6631 | 0 | 18 | 1 | NoCut | 1 | Argentina | prm15_wcost_re14_c2p1_t1 | 0 | 1 | 14 | 1 | NoCut,Lim | 11 | 51.6849
prm15_fix_wcost_re19_c2p1_co2_cut90p_tnt1 | Argentina | 65931480947.4325 | 196.7197 | 66.1282 | 1 | 19 | 1 | 90%Cut | 11 | Brazil | prm15_wcost_re6_c2p1_t1 | 0 | 1 | 6 | 0 | NoCut,Lim | 10 | 204.7398
prm15_fix_wcost_re19_c2p1_co2_cut90p_tnt1 | Brazil | 232434833503.864 | 12178.6978 | 244.6135 | 1 | 19 | 1 | 90%Cut | 11 | Region-wide | prm15_wcost_re13_c2p1_t1 | 0 | 1 | 13 | 1 | NoCut,Lim | 11 | 308.8438
prm15_fix_wcost_re19_c2p1_co2_cut90p_tnt1 | Chile | 29879073719.5955 | 3325.7978 | 33.2049 | 1 | 19 | 1 | 90%Cut | 11 | Brazil | prm15_wcost_re8_c2p1_t1 | 0 | 1 | 8 | 0 | NoCut,Lim | 10 | 211.0052
prm15_fix_wcost_re19_c2p1_co2_cut90p_tnt1 | Paraguay | 7777703155.3721 | 3.9837 | 7.7817 | 1 | 19 | 1 | 90%Cut | 11 | Brazil | prm15_wcost_re15_c2p1_t1 | 0 | 1 | 15 | 1 | NoCut,Lim | 11 | 216.0907
prm15_fix_wcost_re19_c2p1_co2_cut90p_tnt1 | Region-wide | 342020008824.356 | 15900.7185 | 357.9207 | 1 | 19 | 1 | 90%Cut | 11 | Brazil | prm15_wcost_re5_c2p1_t1 | 0 | 1 | 5 | 0 | NoCut,Lim | 10 | 208.2466
prm15_fix_wcost_re19_c2p1_co2_cut90p_tnt1 | Uruguay | 5996917498.0921 | 195.5194 | 6.1924 | 1 | 19 | 1 | 90%Cut | 11 | Brazil | prm15_wcost_re14_c2p1_t1 | 0 | 1 | 14 | 1 | NoCut,Lim | 11 | 218.274
prm15_fix_wcost_re19_c2p1_tnt1 | Argentina | 52255153642.2678 | 0 | 52.2552 | 0 | 19 | 1 | NoCut | 1 | Brazil | prm15_wcost_re4_c2p1_t1 | 0 | 1 | 4 | 0 | NoCut,Lim | 10 | 211.0336
prm15_fix_wcost_re19_c2p1_tnt1 | Brazil | 222786715842.335 | 857.4928 | 223.6442 | 0 | 19 | 1 | NoCut | 1 | Brazil | prm15_wcost_re12_c2p1_t1 | 0 | 1 | 12 | 1 | NoCut,Lim | 11 | 217.2419
prm15_fix_wcost_re19_c2p1_tnt1 | Chile | 26430059037.6988 | 0 | 26.4301 | 0 | 19 | 1 | NoCut | 1 | Brazil | prm15_wcost_re2_c2p1_t1 | 0 | 1 | 2 | 0 | NoCut,Lim | 10 | 208.7162
prm15_fix_wcost_re19_c2p1_tnt1 | Paraguay | 3691391480.8161 | 196.1714 | 3.8876 | 0 | 19 | 1 | NoCut | 1 | Brazil | prm15_wcost_re11_c2p1_t1 | 0 | 1 | 11 | 1 | NoCut,Lim | 11 | 210.8099
prm15_fix_wcost_re19_c2p1_tnt1 | Region-wide | 309315746958.96 | 1552.1908 | 310.8679 | 0 | 19 | 1 | NoCut | 1 | Brazil | prm15_wcost_re18_c2p1_t1 | 0 | 1 | 18 | 1 | NoCut,Lim | 11 | 220.4216
prm15_fix_wcost_re19_c2p1_tnt1 | Uruguay | 4152426955.8425 | 498.5267 | 4.651 | 0 | 19 | 1 | NoCut | 1 | Brazil | prm15_wcost_re1_c2p1_t1 | 0 | 1 | 1 | 0 | NoCut,Lim | 10 | 205.1732
prm15_fix_wcost_re1_c2p1_co2_cut90p_tnt1 | Argentina | 56068646763.5197 | 494.3764 | 56.563 | 1 | 1 | 0 | 90%Cut | 10 | Paraguay | prm15_wcost_re11_c2p1_tn | 0 | 0 | 11 | 1 | NoCut,Full | 1 | 4.1333
prm15_fix_wcost_re1_c2p1_co2_cut90p_tnt1 | Brazil | 208515349823.588 | 8747.4581 | 217.2628 | 1 | 1 | 0 | 90%Cut | 10 | Paraguay | prm15_wcost_re1_c2p1_tn | 0 | 0 | 1 | 0 | NoCut,Full | 0 | 3.4968
prm15_fix_wcost_re1_c2p1_co2_cut90p_tnt1 | Chile | 31912626651.983 | 2453.5255 | 34.3662 | 1 | 1 | 0 | 90%Cut | 10 | Uruguay | prm15_wcost_re3_c2p1_tn | 0 | 0 | 3 | 0 | NoCut,Full | 0 | 3.1967
prm15_fix_wcost_re1_c2p1_co2_cut90p_tnt1 | Paraguay | 5197615696.4842 | 17.4795 | 5.2151 | 1 | 1 | 0 | 90%Cut | 10 | Region-wide | prm15_wcost_re20_c2p1_tn | 0 | 0 | 20 | 1 | NoCut,Full | 1 | 288.2971
prm15_fix_wcost_re1_c2p1_co2_cut90p_tnt1 | Region-wide | 307497764662.696 | 11773.8402 | 319.2716 | 1 | 1 | 0 | 90%Cut | 10 | Argentina | prm15_wcost_re12_c2p1_tn | 0 | 0 | 12 | 1 | NoCut,Full | 1 | 54.9667
prm15_fix_wcost_re1_c2p1_co2_cut90p_tnt1 | Uruguay | 5803525727.1208 | 61.0007 | 5.8645 | 1 | 1 | 0 | 90%Cut | 10 | Argentina | prm15_wcost_re1_c2p1_tn | 0 | 0 | 1 | 0 | NoCut,Full | 0 | 53.7835
prm15_fix_wcost_re1_c2p1_tnt1 | Argentina | 52997127183.5969 | 0 | 52.9971 | 0 | 1 | 0 | NoCut | 0 | Argentina | prm15_wcost_re11_c2p1_tn | 0 | 0 | 11 | 1 | NoCut,Full | 1 | 51.9669
prm15_fix_wcost_re1_c2p1_tnt1 | Brazil | 205417701948.049 | 1503.0318 | 206.9207 | 0 | 1 | 0 | NoCut | 0 | Argentina | prm15_wcost_re2_c2p1_tn | 0 | 0 | 2 | 0 | NoCut,Full | 0 | 52.9507
prm15_fix_wcost_re1_c2p1_tnt1 | Chile | 27622084060.3599 | 0 | 27.6221 | 0 | 1 | 0 | NoCut | 0 | Paraguay | prm15_wcost_re2_c2p1_tn | 0 | 0 | 2 | 0 | NoCut,Full | 0 | 3.5575
prm15_fix_wcost_re1_c2p1_tnt1 | Paraguay | 3502620686.9452 | 140.6204 | 3.6432 | 0 | 1 | 0 | NoCut | 0 | Argentina | prm15_wcost_re4_c2p1_tn | 0 | 0 | 4 | 0 | NoCut,Full | 0 | 53.2105
prm15_fix_wcost_re1_c2p1_tnt1 | Region-wide | 294933133325.685 | 1643.6522 | 296.5768 | 0 | 1 | 0 | NoCut | 0 | Argentina | prm15_wcost_re13_c2p1_tn | 0 | 0 | 13 | 1 | NoCut,Full | 1 | 54.6599
prm15_fix_wcost_re1_c2p1_tnt1 | Uruguay | 5393599446.7341 | 0 | 5.3936 | 0 | 1 | 0 | NoCut | 0 | Paraguay | prm15_wcost_re12_c2p1_tn | 0 | 0 | 12 | 1 | NoCut,Full | 1 | 3.6496
prm15_fix_wcost_re20_c2p1_co2_cut90p_tnt1 | Argentina | 56928891807.1335 | 253.3548 | 57.1822 | 1 | 20 | 1 | 90%Cut | 11 | Paraguay | prm15_wcost_re15_c2p1_tn | 0 | 0 | 15 | 1 | NoCut,Full | 1 | 3.6039
prm15_fix_wcost_re20_c2p1_co2_cut90p_tnt1 | Brazil | 210696455874.495 | 11761.3303 | 222.4578 | 1 | 20 | 1 | 90%Cut | 11 | Paraguay | prm15_wcost_re14_c2p1_tn | 0 | 0 | 14 | 1 | NoCut,Full | 1 | 3.5692
prm15_fix_wcost_re20_c2p1_co2_cut90p_tnt1 | Chile | 31846148692.0917 | 1549.0945 | 33.3952 | 1 | 20 | 1 | 90%Cut | 11 | Paraguay | prm15_wcost_re5_c2p1_tn | 0 | 0 | 5 | 0 | NoCut,Full | 0 | 3.4762
prm15_fix_wcost_re20_c2p1_co2_cut90p_tnt1 | Paraguay | 6316717948.9934 | 5.343 | 6.3221 | 1 | 20 | 1 | 90%Cut | 11 | Argentina | prm15_wcost_re14_c2p1_tn | 0 | 0 | 14 | 1 | NoCut,Full | 1 | 53.7376
prm15_fix_wcost_re20_c2p1_co2_cut90p_tnt1 | Region-wide | 311831822096.758 | 13693.6438 | 325.5255 | 1 | 20 | 1 | 90%Cut | 11 | Paraguay | prm15_wcost_re8_c2p1_tn | 0 | 0 | 8 | 0 | NoCut,Full | 0 | 3.3248
prm15_fix_wcost_re20_c2p1_co2_cut90p_tnt1 | Uruguay | 6043607774.0444 | 124.5212 | 6.1681 | 1 | 20 | 1 | 90%Cut | 11 | Paraguay | prm15_wcost_re18_c2p1_tn | 0 | 0 | 18 | 1 | NoCut,Full | 1 | 3.6932
prm15_fix_wcost_re20_c2p1_tnt1 | Argentina | 52253479935.2477 | 0 | 52.2535 | 0 | 20 | 1 | NoCut | 1 | Paraguay | prm15_wcost_re6_c2p1_tn | 0 | 0 | 6 | 0 | NoCut,Full | 0 | 3.5136
prm15_fix_wcost_re20_c2p1_tnt1 | Brazil | 210893806374.445 | 1254.0385 | 212.1478 | 0 | 20 | 1 | NoCut | 1 | Paraguay | prm15_wcost_re16_c2p1_tn | 0 | 0 | 16 | 1 | NoCut,Full | 1 | 4.1906
prm15_fix_wcost_re20_c2p1_tnt1 | Chile | 26519246972.1533 | 0 | 26.5192 | 0 | 20 | 1 | NoCut | 1 | Paraguay | prm15_wcost_re7_c2p1_tn | 0 | 0 | 7 | 0 | NoCut,Full | 0 | 3.5098
prm15_fix_wcost_re20_c2p1_tnt1 | Paraguay | 4193657392.0884 | 75.8234 | 4.2695 | 0 | 20 | 1 | NoCut | 1 | Paraguay | prm15_wcost_re17_c2p1_tn | 0 | 0 | 17 | 1 | NoCut,Full | 1 | 3.6157
prm15_fix_wcost_re20_c2p1_tnt1 | Region-wide | 298377301318.66 | 1329.8619 | 299.7072 | 0 | 20 | 1 | NoCut | 1 | Paraguay | prm15_wcost_re9_c2p1_tn | 0 | 0 | 9 | 0 | NoCut,Full | 0 | 3.4922
prm15_fix_wcost_re20_c2p1_tnt1 | Uruguay | 4517110644.725 | 0 | 4.5171 | 0 | 20 | 1 | NoCut | 1 | Paraguay | prm15_wcost_re19_c2p1_tn | 0 | 0 | 19 | 1 | NoCut,Full | 1 | 3.6855
prm15_fix_wcost_re2_c2p1_co2_cut90p_tnt1 | Argentina | 61506015288.1669 | 330.9553 | 61.837 | 1 | 2 | 0 | 90%Cut | 10 | Paraguay | prm15_wcost_re10_c2p1_tn | 0 | 0 | 10 | 0 | NoCut,Full | 0 | 3.739
prm15_fix_wcost_re2_c2p1_co2_cut90p_tnt1 | Brazil | 211648159759.449 | 12832.9951 | 224.4812 | 1 | 2 | 0 | 90%Cut | 10 | Paraguay | prm15_wcost_re4_c2p1_tn | 0 | 0 | 4 | 0 | NoCut,Full | 0 | 3.4303
prm15_fix_wcost_re2_c2p1_co2_cut90p_tnt1 | Chile | 31532322635.2361 | 2985.628 | 34.518 | 1 | 2 | 0 | 90%Cut | 10 | Argentina | prm15_wcost_re5_c2p1_tn | 0 | 0 | 5 | 0 | NoCut,Full | 0 | 53.2337
prm15_fix_wcost_re2_c2p1_co2_cut90p_tnt1 | Paraguay | 7133366239.9076 | 2.3209 | 7.1357 | 1 | 2 | 0 | 90%Cut | 10 | Argentina | prm15_wcost_re6_c2p1_tn | 0 | 0 | 6 | 0 | NoCut,Full | 0 | 54.4262
prm15_fix_wcost_re2_c2p1_co2_cut90p_tnt1 | Region-wide | 318115607978.422 | 16242.1871 | 334.3578 | 1 | 2 | 0 | 90%Cut | 10 | Argentina | prm15_wcost_re8_c2p1_tn | 0 | 0 | 8 | 0 | NoCut,Full | 0 | 55.7741
prm15_fix_wcost_re2_c2p1_co2_cut90p_tnt1 | Uruguay | 6295744055.6629 | 90.2878 | 6.386 | 1 | 2 | 0 | 90%Cut | 10 | Region-wide | prm15_wcost_re1_c2p1_tn | 0 | 0 | 1 | 0 | NoCut,Full | 0 | 285.8795
prm15_fix_wcost_re2_c2p1_tnt1 | Argentina | 51535431170.9597 | 0 | 51.5354 | 0 | 2 | 0 | NoCut | 0 | Region-wide | prm15_wcost_re11_c2p1_tn | 0 | 0 | 11 | 1 | NoCut,Full | 1 | 289.1542
prm15_fix_wcost_re2_c2p1_tnt1 | Brazil | 213826457842.178 | 1250.7536 | 215.0772 | 0 | 2 | 0 | NoCut | 0 | Region-wide | prm15_wcost_re2_c2p1_tn | 0 | 0 | 2 | 0 | NoCut,Full | 0 | 291.3933
prm15_fix_wcost_re2_c2p1_tnt1 | Chile | 27671779771.0516 | 0 | 27.6718 | 0 | 2 | 0 | NoCut | 0 | Region-wide | prm15_wcost_re12_c2p1_tn | 0 | 0 | 12 | 1 | NoCut,Full | 1 | 296.1623
prm15_fix_wcost_re2_c2p1_tnt1 | Paraguay | 3562362484.9098 | 152.0139 | 3.7144 | 0 | 2 | 0 | NoCut | 0 | Region-wide | prm15_wcost_re4_c2p1_tn | 0 | 0 | 4 | 0 | NoCut,Full | 0 | 292.0761
prm15_fix_wcost_re2_c2p1_tnt1 | Region-wide | 301203937906.652 | 1402.8257 | 302.6068 | 0 | 2 | 0 | NoCut | 0 | Region-wide | prm15_wcost_re14_c2p1_tn | 0 | 0 | 14 | 1 | NoCut,Full | 1 | 297.4897
prm15_fix_wcost_re2_c2p1_tnt1 | Uruguay | 4607906637.5532 | 0.058216 | 4.608 | 0 | 2 | 0 | NoCut | 0 | Region-wide | prm15_wcost_re5_c2p1_tn | 0 | 0 | 5 | 0 | NoCut,Full | 0 | 290.7925
prm15_fix_wcost_re3_c2p1_co2_cut90p_tnt1 | Argentina | 61770895211.3689 | 248.6372 | 62.0195 | 1 | 3 | 0 | 90%Cut | 10 | Region-wide | prm15_wcost_re15_c2p1_tn | 0 | 0 | 15 | 1 | NoCut,Full | 1 | 294.9735
prm15_fix_wcost_re3_c2p1_co2_cut90p_tnt1 | Brazil | 219620979246.005 | 14147.9542 | 233.7689 | 1 | 3 | 0 | 90%Cut | 10 | Region-wide | prm15_wcost_re8_c2p1_tn | 0 | 0 | 8 | 0 | NoCut,Full | 0 | 292.7247
prm15_fix_wcost_re3_c2p1_co2_cut90p_tnt1 | Chile | 32335053820.1601 | 4149.481 | 36.4845 | 1 | 3 | 0 | 90%Cut | 10 | Region-wide | prm15_wcost_re18_c2p1_tn | 0 | 0 | 18 | 1 | NoCut,Full | 1 | 298.9291
prm15_fix_wcost_re3_c2p1_co2_cut90p_tnt1 | Paraguay | 7403632127.1234 | 11.9265 | 7.4156 | 1 | 3 | 0 | 90%Cut | 10 | Region-wide | prm15_wcost_re6_c2p1_tn | 0 | 0 | 6 | 0 | NoCut,Full | 0 | 288.704
prm15_fix_wcost_re3_c2p1_co2_cut90p_tnt1 | Region-wide | 327604891201.657 | 18793.4625 | 346.3984 | 1 | 3 | 0 | 90%Cut | 10 | Region-wide | prm15_wcost_re16_c2p1_tn | 0 | 0 | 16 | 1 | NoCut,Full | 1 | 291.2601
prm15_fix_wcost_re3_c2p1_co2_cut90p_tnt1 | Uruguay | 6474330796.9992 | 235.4636 | 6.7098 | 1 | 3 | 0 | 90%Cut | 10 | Region-wide | prm15_wcost_re7_c2p1_tn | 0 | 0 | 7 | 0 | NoCut,Full | 0 | 290.3592
prm15_fix_wcost_re3_c2p1_tnt1 | Argentina | 52067717988.5533 | 0 | 52.0677 | 0 | 3 | 0 | NoCut | 0 | Region-wide | prm15_wcost_re17_c2p1_tn | 0 | 0 | 17 | 1 | NoCut,Full | 1 | 294.2159
prm15_fix_wcost_re3_c2p1_tnt1 | Brazil | 215692082765.474 | 1198.6688 | 216.8908 | 0 | 3 | 0 | NoCut | 0 | Region-wide | prm15_wcost_re9_c2p1_tn | 0 | 0 | 9 | 0 | NoCut,Full | 0 | 292.8696
prm15_fix_wcost_re3_c2p1_tnt1 | Chile | 27518312153.0575 | 0 | 27.5183 | 0 | 3 | 0 | NoCut | 0 | Region-wide | prm15_wcost_re19_c2p1_tn | 0 | 0 | 19 | 1 | NoCut,Full | 1 | 299.1993
prm15_fix_wcost_re3_c2p1_tnt1 | Paraguay | 3306917087.5877 | 321.1736 | 3.6281 | 0 | 3 | 0 | NoCut | 0 | Region-wide | prm15_wcost_re10_c2p1_tn | 0 | 0 | 10 | 0 | NoCut,Full | 0 | 286.6043
prm15_fix_wcost_re3_c2p1_tnt1 | Region-wide | 303052215659.704 | 1813.0667 | 304.8653 | 0 | 3 | 0 | NoCut | 0 | Region-wide | prm15_wcost_re13_c2p1_tn | 0 | 0 | 13 | 1 | NoCut,Full | 1 | 299.576
prm15_fix_wcost_re3_c2p1_tnt1 | Uruguay | 4467185665.0312 | 293.2243 | 4.7604 | 0 | 3 | 0 | NoCut | 0 | Argentina | prm15_wcost_re20_c2p1_tn | 0 | 0 | 20 | 1 | NoCut,Full | 1 | 52.9591
prm15_fix_wcost_re4_c2p1_co2_cut90p_tnt1 | Argentina | 61185427919.4987 | 232.9608 | 61.4184 | 1 | 4 | 0 | 90%Cut | 10 | Argentina | prm15_wcost_re10_c2p1_tn | 0 | 0 | 10 | 0 | NoCut,Full | 0 | 54.2925
prm15_fix_wcost_re4_c2p1_co2_cut90p_tnt1 | Brazil | 216262567286.352 | 11242.5289 | 227.5051 | 1 | 4 | 0 | 90%Cut | 10 | Argentina | prm15_wcost_re19_c2p1_tn | 0 | 0 | 19 | 1 | NoCut,Full | 1 | 54.8873
prm15_fix_wcost_re4_c2p1_co2_cut90p_tnt1 | Chile | 29763660840.5921 | 2691.789 | 32.4554 | 1 | 4 | 0 | 90%Cut | 10 | Argentina | prm15_wcost_re9_c2p1_tn | 0 | 0 | 9 | 0 | NoCut,Full | 0 | 54.2338
prm15_fix_wcost_re4_c2p1_co2_cut90p_tnt1 | Paraguay | 6971024820.7426 | 3.6707 | 6.9747 | 1 | 4 | 0 | 90%Cut | 10 | Argentina | prm15_wcost_re17_c2p1_tn | 0 | 0 | 17 | 1 | NoCut,Full | 1 | 51.1426
prm15_fix_wcost_re4_c2p1_co2_cut90p_tnt1 | Region-wide | 321080816845.63 | 14271.3296 | 335.3521 | 1 | 4 | 0 | 90%Cut | 10 | Argentina | prm15_wcost_re7_c2p1_tn | 0 | 0 | 7 | 0 | NoCut,Full | 0 | 51.9042
prm15_fix_wcost_re4_c2p1_co2_cut90p_tnt1 | Uruguay | 6898135978.4443 | 100.3802 | 6.9985 | 1 | 4 | 0 | 90%Cut | 10 | Argentina | prm15_wcost_re16_c2p1_tn | 0 | 0 | 16 | 1 | NoCut,Full | 1 | 53.4787
prm15_fix_wcost_re4_c2p1_tnt1 | Argentina | 51324011109.8922 | 0 | 51.324 | 0 | 4 | 0 | NoCut | 0 | Paraguay | prm15_wcost_re20_c2p1_tn | 0 | 0 | 20 | 1 | NoCut,Full | 1 | 4.2039
prm15_fix_wcost_re4_c2p1_tnt1 | Brazil | 215215797715.242 | 1513.3104 | 216.7291 | 0 | 4 | 0 | NoCut | 0 | Argentina | prm15_wcost_re18_c2p1_tn | 0 | 0 | 18 | 1 | NoCut,Full | 1 | 54.4853
prm15_fix_wcost_re4_c2p1_tnt1 | Chile | 27448144577.9373 | 0 | 27.4481 | 0 | 4 | 0 | NoCut | 0 | Argentina | prm15_wcost_re15_c2p1_tn | 0 | 0 | 15 | 1 | NoCut,Full | 1 | 52.122
prm15_fix_wcost_re4_c2p1_tnt1 | Paraguay | 3437022489.8491 | 201.878 | 3.6389 | 0 | 4 | 0 | NoCut | 0 | Argentina | prm15_wcost_re3_c2p1_tn | 0 | 0 | 3 | 0 | NoCut,Full | 0 | 54.471
prm15_fix_wcost_re4_c2p1_tnt1 | Region-wide | 302068664928.742 | 1742.994 | 303.8117 | 0 | 4 | 0 | NoCut | 0 | Brazil | prm15_wcost_re17_c2p1_tn | 0 | 0 | 17 | 1 | NoCut,Full | 1 | 207.3144
prm15_fix_wcost_re4_c2p1_tnt1 | Uruguay | 4643689035.8217 | 27.8056 | 4.6715 | 0 | 4 | 0 | NoCut | 0 | Brazil | prm15_wcost_re10_c2p1_tn | 0 | 0 | 10 | 0 | NoCut,Full | 0 | 197.166
prm15_fix_wcost_re5_c2p1_co2_cut90p_tnt1 | Argentina | 58858755091.7121 | 359.9322 | 59.2187 | 1 | 5 | 0 | 90%Cut | 10 | Uruguay | prm15_wcost_re17_c2p1_tn | 0 | 0 | 17 | 1 | NoCut,Full | 1 | 4.489
prm15_fix_wcost_re5_c2p1_co2_cut90p_tnt1 | Brazil | 214255239755.888 | 11993.6752 | 226.2489 | 1 | 5 | 0 | 90%Cut | 10 | Uruguay | prm15_wcost_re9_c2p1_tn | 0 | 0 | 9 | 0 | NoCut,Full | 0 | 3.8954
prm15_fix_wcost_re5_c2p1_co2_cut90p_tnt1 | Chile | 29726374874.3657 | 3672.9676 | 33.3993 | 1 | 5 | 0 | 90%Cut | 10 | Uruguay | prm15_wcost_re19_c2p1_tn | 0 | 0 | 19 | 1 | NoCut,Full | 1 | 2.8776
prm15_fix_wcost_re5_c2p1_co2_cut90p_tnt1 | Paraguay | 6787458623.3498 | 5.6678 | 6.7931 | 1 | 5 | 0 | 90%Cut | 10 | Uruguay | prm15_wcost_re10_c2p1_tn | 0 | 0 | 10 | 0 | NoCut,Full | 0 | 4.9163
prm15_fix_wcost_re5_c2p1_co2_cut90p_tnt1 | Region-wide | 316376185900.736 | 16120.187 | 332.4964 | 1 | 5 | 0 | 90%Cut | 10 | Brazil | prm15_wcost_re3_c2p1_tn | 0 | 0 | 3 | 0 | NoCut,Full | 0 | 204.5444
prm15_fix_wcost_re5_c2p1_co2_cut90p_tnt1 | Uruguay | 6748357555.4201 | 87.9442 | 6.8363 | 1 | 5 | 0 | 90%Cut | 10 | Chile | prm15_wcost_re20_c2p1_tn | 0 | 0 | 20 | 1 | NoCut,Full | 1 | 26.5173
prm15_fix_wcost_re5_c2p1_tnt1 | Argentina | 52102339720.9994 | 0 | 52.1023 | 0 | 5 | 0 | NoCut | 0 | Chile | prm15_wcost_re10_c2p1_tn | 0 | 0 | 10 | 0 | NoCut,Full | 0 | 26.4904
prm15_fix_wcost_re5_c2p1_tnt1 | Brazil | 213266833327.408 | 1301.4507 | 214.5683 | 0 | 5 | 0 | NoCut | 0 | Chile | prm15_wcost_re19_c2p1_tn | 0 | 0 | 19 | 1 | NoCut,Full | 1 | 26.4275
prm15_fix_wcost_re5_c2p1_tnt1 | Chile | 26391637553.3965 | 0 | 26.3916 | 0 | 5 | 0 | NoCut | 0 | Chile | prm15_wcost_re9_c2p1_tn | 0 | 0 | 9 | 0 | NoCut,Full | 0 | 26.1046
prm15_fix_wcost_re5_c2p1_tnt1 | Paraguay | 3482129969.2036 | 157.1377 | 3.6393 | 0 | 5 | 0 | NoCut | 0 | Chile | prm15_wcost_re17_c2p1_tn | 0 | 0 | 17 | 1 | NoCut,Full | 1 | 27.6542
prm15_fix_wcost_re5_c2p1_tnt1 | Region-wide | 300324212644.289 | 1458.5884 | 301.7828 | 0 | 5 | 0 | NoCut | 0 | Chile | prm15_wcost_re7_c2p1_tn | 0 | 0 | 7 | 0 | NoCut,Full | 0 | 27.6995
prm15_fix_wcost_re5_c2p1_tnt1 | Uruguay | 5081272073.2816 | 0 | 5.0813 | 0 | 5 | 0 | NoCut | 0 | Chile | prm15_wcost_re16_c2p1_tn | 0 | 0 | 16 | 1 | NoCut,Full | 1 | 26.3665
prm15_fix_wcost_re6_c2p1_co2_cut90p_tnt1 | Argentina | 57343180263.4395 | 417.7798 | 57.761 | 1 | 6 | 0 | 90%Cut | 10 | Uruguay | prm15_wcost_re7_c2p1_tn | 0 | 0 | 7 | 0 | NoCut,Full | 0 | 4.6647
prm15_fix_wcost_re6_c2p1_co2_cut90p_tnt1 | Brazil | 209329184603.961 | 9752.5269 | 219.0817 | 1 | 6 | 0 | 90%Cut | 10 | Chile | prm15_wcost_re6_c2p1_tn | 0 | 0 | 6 | 0 | NoCut,Full | 0 | 27.6085
prm15_fix_wcost_re6_c2p1_co2_cut90p_tnt1 | Chile | 31714672308.3156 | 2586.8317 | 34.3015 | 1 | 6 | 0 | 90%Cut | 10 | Chile | prm15_wcost_re8_c2p1_tn | 0 | 0 | 8 | 0 | NoCut,Full | 0 | 26.0647
prm15_fix_wcost_re6_c2p1_co2_cut90p_tnt1 | Paraguay | 5670698793.512 | 8.3679 | 5.6791 | 1 | 6 | 0 | 90%Cut | 10 | Chile | prm15_wcost_re15_c2p1_tn | 0 | 0 | 15 | 1 | NoCut,Full | 1 | 26.2719
prm15_fix_wcost_re6_c2p1_co2_cut90p_tnt1 | Region-wide | 310120860804.932 | 12830.3322 | 322.9512 | 1 | 6 | 0 | 90%Cut | 10 | Chile | prm15_wcost_re5_c2p1_tn | 0 | 0 | 5 | 0 | NoCut,Full | 0 | 26.3901
prm15_fix_wcost_re6_c2p1_co2_cut90p_tnt1 | Uruguay | 6063124835.7033 | 64.8259 | 6.128 | 1 | 6 | 0 | 90%Cut | 10 | Chile | prm15_wcost_re14_c2p1_tn | 0 | 0 | 14 | 1 | NoCut,Full | 1 | 26.5522
prm15_fix_wcost_re6_c2p1_tnt1 | Argentina | 53608747175.5868 | 0 | 53.6087 | 0 | 6 | 0 | NoCut | 0 | Chile | prm15_wcost_re4_c2p1_tn | 0 | 0 | 4 | 0 | NoCut,Full | 0 | 27.4466
prm15_fix_wcost_re6_c2p1_tnt1 | Brazil | 208567019767.303 | 1391.1585 | 209.9582 | 0 | 6 | 0 | NoCut | 0 | Chile | prm15_wcost_re12_c2p1_tn | 0 | 0 | 12 | 1 | NoCut,Full | 1 | 26.4824
prm15_fix_wcost_re6_c2p1_tnt1 | Chile | 27609994478.4467 | 0 | 27.61 | 0 | 6 | 0 | NoCut | 0 | Chile | prm15_wcost_re2_c2p1_tn | 0 | 0 | 2 | 0 | NoCut,Full | 0 | 27.6705
prm15_fix_wcost_re6_c2p1_tnt1 | Paraguay | 3520348542.3317 | 141.1216 | 3.6615 | 0 | 6 | 0 | NoCut | 0 | Chile | prm15_wcost_re11_c2p1_tn | 0 | 0 | 11 | 1 | NoCut,Full | 1 | 26.5117
prm15_fix_wcost_re6_c2p1_tnt1 | Region-wide | 298038950113.783 | 1532.2801 | 299.5712 | 0 | 6 | 0 | NoCut | 0 | Chile | prm15_wcost_re1_c2p1_tn | 0 | 0 | 1 | 0 | NoCut,Full | 0 | 27.6211
prm15_fix_wcost_re6_c2p1_tnt1 | Uruguay | 4732840150.1143 | 0 | 4.7328 | 0 | 6 | 0 | NoCut | 0 | Chile | prm15_wcost_re13_c2p1_tn | 0 | 0 | 13 | 1 | NoCut,Full | 1 | 26.3013
prm15_fix_wcost_re7_c2p1_co2_cut90p_tnt1 | Argentina | 57916563129.5797 | 318.5583 | 58.2351 | 1 | 7 | 0 | 90%Cut | 10 | Uruguay | prm15_wcost_re20_c2p1_tn | 0 | 0 | 20 | 1 | NoCut,Full | 1 | 4.4618
prm15_fix_wcost_re7_c2p1_co2_cut90p_tnt1 | Brazil | 212046625212.915 | 9817.976 | 221.8646 | 1 | 7 | 0 | 90%Cut | 10 | Paraguay | prm15_wcost_re3_c2p1_tn | 0 | 0 | 3 | 0 | NoCut,Full | 0 | 3.2971
prm15_fix_wcost_re7_c2p1_co2_cut90p_tnt1 | Chile | 33035644213.3292 | 2371.4455 | 35.4071 | 1 | 7 | 0 | 90%Cut | 10 | Chile | prm15_wcost_re18_c2p1_tn | 0 | 0 | 18 | 1 | NoCut,Full | 1 | 26.3646
prm15_fix_wcost_re7_c2p1_co2_cut90p_tnt1 | Paraguay | 6239162140.7852 | 5.357 | 6.2445 | 1 | 7 | 0 | 90%Cut | 10 | Uruguay | prm15_wcost_re16_c2p1_tn | 0 | 0 | 16 | 1 | NoCut,Full | 1 | 4.5089
prm15_fix_wcost_re7_c2p1_co2_cut90p_tnt1 | Region-wide | 315432957562.282 | 12592.7641 | 328.0257 | 1 | 7 | 0 | 90%Cut | 10 | Uruguay | prm15_wcost_re6_c2p1_tn | 0 | 0 | 6 | 0 | NoCut,Full | 0 | 4.6751
prm15_fix_wcost_re7_c2p1_co2_cut90p_tnt1 | Uruguay | 6194962865.6731 | 79.4273 | 6.2744 | 1 | 7 | 0 | 90%Cut | 10 | Uruguay | prm15_wcost_re18_c2p1_tn | 0 | 0 | 18 | 1 | NoCut,Full | 1 | 3.3794
prm15_fix_wcost_re7_c2p1_tnt1 | Argentina | 50800411034.912 | 0 | 50.8004 | 0 | 7 | 0 | NoCut | 0 | Brazil | prm15_wcost_re19_c2p1_tn | 0 | 0 | 19 | 1 | NoCut,Full | 1 | 211.3214
prm15_fix_wcost_re7_c2p1_tnt1 | Brazil | 212971901441.351 | 1299.4694 | 214.2714 | 0 | 7 | 0 | NoCut | 0 | Brazil | prm15_wcost_re9_c2p1_tn | 0 | 0 | 9 | 0 | NoCut,Full | 0 | 205.1436
prm15_fix_wcost_re7_c2p1_tnt1 | Chile | 27700737319.152 | 0 | 27.7007 | 0 | 7 | 0 | NoCut | 0 | Brazil | prm15_wcost_re7_c2p1_tn | 0 | 0 | 7 | 0 | NoCut,Full | 0 | 202.581
prm15_fix_wcost_re7_c2p1_tnt1 | Paraguay | 3516757096.6567 | 152.9412 | 3.6697 | 0 | 7 | 0 | NoCut | 0 | Brazil | prm15_wcost_re16_c2p1_tn | 0 | 0 | 16 | 1 | NoCut,Full | 1 | 202.7154
prm15_fix_wcost_re7_c2p1_tnt1 | Region-wide | 299901475681.274 | 1452.4106 | 301.3539 | 0 | 7 | 0 | NoCut | 0 | Brazil | prm15_wcost_re6_c2p1_tn | 0 | 0 | 6 | 0 | NoCut,Full | 0 | 198.4806
prm15_fix_wcost_re7_c2p1_tnt1 | Uruguay | 4911668789.2024 | 0 | 4.9117 | 0 | 7 | 0 | NoCut | 0 | Brazil | prm15_wcost_re18_c2p1_tn | 0 | 0 | 18 | 1 | NoCut,Full | 1 | 211.0067
prm15_fix_wcost_re8_c2p1_co2_cut90p_tnt1 | Argentina | 61947503934.4488 | 193.5777 | 62.1411 | 1 | 8 | 0 | 90%Cut | 10 | Brazil | prm15_wcost_re8_c2p1_tn | 0 | 0 | 8 | 0 | NoCut,Full | 0 | 204.1303
prm15_fix_wcost_re8_c2p1_co2_cut90p_tnt1 | Brazil | 219191511751.988 | 11701.5752 | 230.8931 | 1 | 8 | 0 | 90%Cut | 10 | Brazil | prm15_wcost_re15_c2p1_tn | 0 | 0 | 15 | 1 | NoCut,Full | 1 | 208.0055
prm15_fix_wcost_re8_c2p1_co2_cut90p_tnt1 | Chile | 29621646067.1065 | 2683.6377 | 32.3053 | 1 | 8 | 0 | 90%Cut | 10 | Brazil | prm15_wcost_re5_c2p1_tn | 0 | 0 | 5 | 0 | NoCut,Full | 0 | 202.9147
prm15_fix_wcost_re8_c2p1_co2_cut90p_tnt1 | Paraguay | 7064020989.11 | 7.8841 | 7.0719 | 1 | 8 | 0 | 90%Cut | 10 | Brazil | prm15_wcost_re14_c2p1_tn | 0 | 0 | 14 | 1 | NoCut,Full | 1 | 209.801
prm15_fix_wcost_re8_c2p1_co2_cut90p_tnt1 | Region-wide | 324763626512.777 | 14791.0343 | 339.5547 | 1 | 8 | 0 | 90%Cut | 10 | Brazil | prm15_wcost_re4_c2p1_tn | 0 | 0 | 4 | 0 | NoCut,Full | 0 | 204.3224
prm15_fix_wcost_re8_c2p1_co2_cut90p_tnt1 | Uruguay | 6938943770.1229 | 204.3596 | 7.1433 | 1 | 8 | 0 | 90%Cut | 10 | Brazil | prm15_wcost_re12_c2p1_tn | 0 | 0 | 12 | 1 | NoCut,Full | 1 | 207.4208
prm15_fix_wcost_re8_c2p1_tnt1 | Argentina | 53574200574.3607 | 0 | 53.5742 | 0 | 8 | 0 | NoCut | 0 | Brazil | prm15_wcost_re2_c2p1_tn | 0 | 0 | 2 | 0 | NoCut,Full | 0 | 203.0939
prm15_fix_wcost_re8_c2p1_tnt1 | Brazil | 215148026122.102 | 1241.9627 | 216.39 | 0 | 8 | 0 | NoCut | 0 | Brazil | prm15_wcost_re11_c2p1_tn | 0 | 0 | 11 | 1 | NoCut,Full | 1 | 202.0368
prm15_fix_wcost_re8_c2p1_tnt1 | Chile | 26066233664.5753 | 0 | 26.0662 | 0 | 8 | 0 | NoCut | 0 | Brazil | prm15_wcost_re1_c2p1_tn | 0 | 0 | 1 | 0 | NoCut,Full | 0 | 195.5999
prm15_fix_wcost_re8_c2p1_tnt1 | Paraguay | 3332470971.1075 | 291.8749 | 3.6243 | 0 | 8 | 0 | NoCut | 0 | Brazil | prm15_wcost_re13_c2p1_tn | 0 | 0 | 13 | 1 | NoCut,Full | 1 | 211.5211
prm15_fix_wcost_re8_c2p1_tnt1 | Region-wide | 302747258881.79 | 1661.1467 | 304.4084 | 0 | 8 | 0 | NoCut | 0 | Chile | prm15_wcost_re3_c2p1_tn | 0 | 0 | 3 | 0 | NoCut,Full | 0 | 27.5168
prm15_fix_wcost_re8_c2p1_tnt1 | Uruguay | 4626327549.6445 | 127.3091 | 4.7536 | 0 | 8 | 0 | NoCut | 0 | Uruguay | prm15_wcost_re13_c2p1_tn | 0 | 0 | 13 | 1 | NoCut,Full | 1 | 3.4004
prm15_fix_wcost_re9_c2p1_co2_cut90p_tnt1 | Argentina | 62241486374.5145 | 224.5702 | 62.4661 | 1 | 9 | 0 | 90%Cut | 10 | Uruguay | prm15_wcost_re1_c2p1_tn | 0 | 0 | 1 | 0 | NoCut,Full | 0 | 5.3782
prm15_fix_wcost_re9_c2p1_co2_cut90p_tnt1 | Brazil | 217852357253.112 | 11661.9084 | 229.5143 | 1 | 9 | 0 | 90%Cut | 10 | Uruguay | prm15_wcost_re11_c2p1_tn | 0 | 0 | 11 | 1 | NoCut,Full | 1 | 4.5055
prm15_fix_wcost_re9_c2p1_co2_cut90p_tnt1 | Chile | 30576529262.2258 | 2811.3551 | 33.3879 | 1 | 9 | 0 | 90%Cut | 10 | Uruguay | prm15_wcost_re2_c2p1_tn | 0 | 0 | 2 | 0 | NoCut,Full | 0 | 4.1207
prm15_fix_wcost_re9_c2p1_co2_cut90p_tnt1 | Paraguay | 7472936093.53 | 4.9496 | 7.4779 | 1 | 9 | 0 | 90%Cut | 10 | Uruguay | prm15_wcost_re12_c2p1_tn | 0 | 0 | 12 | 1 | NoCut,Full | 1 | 3.643
prm15_fix_wcost_re9_c2p1_co2_cut90p_tnt1 | Region-wide | 325083464820.919 | 14896.5933 | 339.9801 | 1 | 9 | 0 | 90%Cut | 10 | Uruguay | prm15_wcost_re4_c2p1_tn | 0 | 0 | 4 | 0 | NoCut,Full | 0 | 3.6661
prm15_fix_wcost_re9_c2p1_co2_cut90p_tnt1 | Uruguay | 6940155837.5362 | 193.8099 | 7.134 | 1 | 9 | 0 | 90%Cut | 10 | Uruguay | prm15_wcost_re14_c2p1_tn | 0 | 0 | 14 | 1 | NoCut,Full | 1 | 3.8297
prm15_fix_wcost_re9_c2p1_tnt1 | Argentina | 52031510286.3801 | 0 | 52.0315 | 0 | 9 | 0 | NoCut | 0 | Uruguay | prm15_wcost_re5_c2p1_tn | 0 | 0 | 5 | 0 | NoCut,Full | 0 | 4.7777
prm15_fix_wcost_re9_c2p1_tnt1 | Brazil | 216329345463.326 | 1236.3615 | 217.5657 | 0 | 9 | 0 | NoCut | 0 | Uruguay | prm15_wcost_re15_c2p1_tn | 0 | 0 | 15 | 1 | NoCut,Full | 1 | 4.9702
prm15_fix_wcost_re9_c2p1_tnt1 | Chile | 26106134610.7432 | 0 | 26.1061 | 0 | 9 | 0 | NoCut | 0 | Uruguay | prm15_wcost_re8_c2p1_tn | 0 | 0 | 8 | 0 | NoCut,Full | 0 | 3.4308
prm15_fix_wcost_re9_c2p1_tnt1 | Paraguay | 3497195825.3229 | 294.5662 | 3.7918 | 0 | 9 | 0 | NoCut | 0 | Brazil | prm15_wcost_re20_c2p1_tn | 0 | 0 | 20 | 1 | NoCut,Full | 1 | 200.155
prm15_fix_wcost_re9_c2p1_tnt1 | Region-wide | 303246715032.197 | 1565.0405 | 304.8118 | 0 | 9 | 0 | NoCut | 0 | Paraguay | prm15_wcost_re13_c2p1_tn | 0 | 0 | 13 | 1 | NoCut,Full | 1 | 3.6933
prm15_fix_wcost_re9_c2p1_tnt1 | Uruguay | 5282528846.4248 | 34.1129 | 5.3166 | 0 | 9 | 0 | NoCut | 0 | Region-wide | prm15_wcost_re3_c2p1_tn | 0 | 0 | 3 | 0 | NoCut,Full | 0 | 293.0259
[10 empty] | Chile | prm15_wcost_re3_c2p1_co2_cut90p_t1 | 1 | 1 | 3 | 0 | 90%Cut,Lim | 110 | 39.6734
[10 empty] | Chile | prm15_wcost_re11_c2p1_co2_cut90p_t1 | 1 | 1 | 11 | 1 | 90%Cut,Lim | 111 | 38.6664
[10 empty] | Chile | prm15_wcost_re2_c2p1_co2_cut90p_t1 | 1 | 1 | 2 | 0 | 90%Cut,Lim | 110 | 35.2239
[10 empty] | Chile | prm15_wcost_re12_c2p1_co2_cut90p_t1 | 1 | 1 | 12 | 1 | 90%Cut,Lim | 111 | 38.6735
[10 empty] | Chile | prm15_wcost_re4_c2p1_co2_cut90p_t1 | 1 | 1 | 4 | 0 | 90%Cut,Lim | 110 | 39.5239
[10 empty] | Chile | prm15_wcost_re14_c2p1_co2_cut90p_t1 | 1 | 1 | 14 | 1 | 90%Cut,Lim | 111 | 38.2954
[10 empty] | Chile | prm15_wcost_re5_c2p1_co2_cut90p_t1 | 1 | 1 | 5 | 0 | 90%Cut,Lim | 110 | 35.2323
[10 empty] | Chile | prm15_wcost_re15_c2p1_co2_cut90p_t1 | 1 | 1 | 15 | 1 | 90%Cut,Lim | 111 | 38.3253
[10 empty] | Chile | prm15_wcost_re1_c2p1_co2_cut90p_t1 | 1 | 1 | 1 | 0 | 90%Cut,Lim | 110 | 37.6243
[10 empty] | Chile | prm15_wcost_re8_c2p1_co2_cut90p_t1 | 1 | 1 | 8 | 0 | 90%Cut,Lim | 110 | 39.2316
[10 empty] | Chile | prm15_wcost_re6_c2p1_co2_cut90p_t1 | 1 | 1 | 6 | 0 | 90%Cut,Lim | 110 | 37.3402
[10 empty] | Chile | prm15_wcost_re16_c2p1_co2_cut90p_t1 | 1 | 1 | 16 | 1 | 90%Cut,Lim | 111 | 39.0187
[10 empty] | Chile | prm15_wcost_re7_c2p1_co2_cut90p_t1 | 1 | 1 | 7 | 0 | 90%Cut,Lim | 110 | 35.233
[10 empty] | Chile | prm15_wcost_re17_c2p1_co2_cut90p_t1 | 1 | 1 | 17 | 1 | 90%Cut,Lim | 111 | 39.712
[10 empty] | Chile | prm15_wcost_re9_c2p1_co2_cut90p_t1 | 1 | 1 | 9 | 0 | 90%Cut,Lim | 110 | 39.3467
[10 empty] | Chile | prm15_wcost_re19_c2p1_co2_cut90p_t1 | 1 | 1 | 19 | 1 | 90%Cut,Lim | 111 | 38.7497
[10 empty] | Chile | prm15_wcost_re10_c2p1_co2_cut90p_t1 | 1 | 1 | 10 | 0 | 90%Cut,Lim | 110 | 36.0292
[10 empty] | Chile | prm15_wcost_re18_c2p1_co2_cut90p_t1 | 1 | 1 | 18 | 1 | 90%Cut,Lim | 111 | 39.9153
[10 empty] | Chile | prm15_wcost_re20_c2p1_co2_cut90p_t1 | 1 | 1 | 20 | 1 | 90%Cut,Lim | 111 | 38.362
[10 empty] | Chile | prm15_wcost_re13_c2p1_co2_cut90p_t1 | 1 | 1 | 13 | 1 | 90%Cut,Lim | 111 | 39.0531
[10 empty] | Paraguay | prm15_wcost_re20_c2p1_co2_cut90p_t1 | 1 | 1 | 20 | 1 | 90%Cut,Lim | 111 | 5.3418
[10 empty] | Paraguay | prm15_wcost_re11_c2p1_co2_cut90p_t1 | 1 | 1 | 11 | 1 | 90%Cut,Lim | 111 | 5.4262
[10 empty] | Paraguay | prm15_wcost_re2_c2p1_co2_cut90p_t1 | 1 | 1 | 2 | 0 | 90%Cut,Lim | 110 | 5.42
[10 empty] | Paraguay | prm15_wcost_re12_c2p1_co2_cut90p_t1 | 1 | 1 | 12 | 1 | 90%Cut,Lim | 111 | 5.6226
[10 empty] | Paraguay | prm15_wcost_re4_c2p1_co2_cut90p_t1 | 1 | 1 | 4 | 0 | 90%Cut,Lim | 110 | 5.4433
[10 empty] | Paraguay | prm15_wcost_re14_c2p1_co2_cut90p_t1 | 1 | 1 | 14 | 1 | 90%Cut,Lim | 111 | 5.6939
[10 empty] | Paraguay | prm15_wcost_re5_c2p1_co2_cut90p_t1 | 1 | 1 | 5 | 0 | 90%Cut,Lim | 110 | 5.3896
[10 empty] | Paraguay | prm15_wcost_re15_c2p1_co2_cut90p_t1 | 1 | 1 | 15 | 1 | 90%Cut,Lim | 111 | 5.6091
[10 empty] | Region-wide | prm15_wcost_re3_c2p1_co2_cut90p_t1 | 1 | 1 | 3 | 0 | 90%Cut,Lim | 110 | 342.9576
[10 empty] | Paraguay | prm15_wcost_re8_c2p1_co2_cut90p_t1 | 1 | 1 | 8 | 0 | 90%Cut,Lim | 110 | 5.4854
[10 empty] | Paraguay | prm15_wcost_re6_c2p1_co2_cut90p_t1 | 1 | 1 | 6 | 0 | 90%Cut,Lim | 110 | 5.3217
[10 empty] | Paraguay | prm15_wcost_re16_c2p1_co2_cut90p_t1 | 1 | 1 | 16 | 1 | 90%Cut,Lim | 111 | 5.4907
[10 empty] | Paraguay | prm15_wcost_re7_c2p1_co2_cut90p_t1 | 1 | 1 | 7 | 0 | 90%Cut,Lim | 110 | 5.3714
[10 empty] | Paraguay | prm15_wcost_re17_c2p1_co2_cut90p_t1 | 1 | 1 | 17 | 1 | 90%Cut,Lim | 111 | 5.5877
[10 empty] | Paraguay | prm15_wcost_re9_c2p1_co2_cut90p_t1 | 1 | 1 | 9 | 0 | 90%Cut,Lim | 110 | 5.4736
[10 empty] | Paraguay | prm15_wcost_re19_c2p1_co2_cut90p_t1 | 1 | 1 | 19 | 1 | 90%Cut,Lim | 111 | 5.7343
[10 empty] | Paraguay | prm15_wcost_re10_c2p1_co2_cut90p_t1 | 1 | 1 | 10 | 0 | 90%Cut,Lim | 110 | 5.2645
[10 empty] | Paraguay | prm15_wcost_re18_c2p1_co2_cut90p_t1 | 1 | 1 | 18 | 1 | 90%Cut,Lim | 111 | 5.7589
[10 empty] | Paraguay | prm15_wcost_re1_c2p1_co2_cut90p_t1 | 1 | 1 | 1 | 0 | 90%Cut,Lim | 110 | 5.3347
[10 empty] | Brazil | prm15_wcost_re3_c2p1_co2_cut90p_t1 | 1 | 1 | 3 | 0 | 90%Cut,Lim | 110 | 236.1934
[10 empty] | Brazil | prm15_wcost_re1_c2p1_co2_cut90p_t1 | 1 | 1 | 1 | 0 | 90%Cut,Lim | 110 | 212.5177
[10 empty] | Argentina | prm15_wcost_re11_c2p1_co2_cut90p_t1 | 1 | 1 | 11 | 1 | 90%Cut,Lim | 111 | 53.802
[10 empty] | Argentina | prm15_wcost_re2_c2p1_co2_cut90p_t1 | 1 | 1 | 2 | 0 | 90%Cut,Lim | 110 | 56.3414
[10 empty] | Argentina | prm15_wcost_re12_c2p1_co2_cut90p_t1 | 1 | 1 | 12 | 1 | 90%Cut,Lim | 111 | 60.2167
[10 empty] | Argentina | prm15_wcost_re4_c2p1_co2_cut90p_t1 | 1 | 1 | 4 | 0 | 90%Cut,Lim | 110 | 59.0781
[10 empty] | Argentina | prm15_wcost_re14_c2p1_co2_cut90p_t1 | 1 | 1 | 14 | 1 | 90%Cut,Lim | 111 | 59.7848
[10 empty] | Argentina | prm15_wcost_re5_c2p1_co2_cut90p_t1 | 1 | 1 | 5 | 0 | 90%Cut,Lim | 110 | 59.9089
[10 empty] | Argentina | prm15_wcost_re15_c2p1_co2_cut90p_t1 | 1 | 1 | 15 | 1 | 90%Cut,Lim | 111 | 60.8855
[10 empty] | Argentina | prm15_wcost_re1_c2p1_co2_cut90p_t1 | 1 | 1 | 1 | 0 | 90%Cut,Lim | 110 | 55.0625
[10 empty] | Argentina | prm15_wcost_re8_c2p1_co2_cut90p_t1 | 1 | 1 | 8 | 0 | 90%Cut,Lim | 110 | 59.0808
[10 empty] | Argentina | prm15_wcost_re6_c2p1_co2_cut90p_t1 | 1 | 1 | 6 | 0 | 90%Cut,Lim | 110 | 55.8783
[10 empty] | Argentina | prm15_wcost_re16_c2p1_co2_cut90p_t1 | 1 | 1 | 16 | 1 | 90%Cut,Lim | 111 | 56.5153
[10 empty] | Argentina | prm15_wcost_re7_c2p1_co2_cut90p_t1 | 1 | 1 | 7 | 0 | 90%Cut,Lim | 110 | 56.1933
[10 empty] | Argentina | prm15_wcost_re17_c2p1_co2_cut90p_t1 | 1 | 1 | 17 | 1 | 90%Cut,Lim | 111 | 56.9829
[10 empty] | Argentina | prm15_wcost_re9_c2p1_co2_cut90p_t1 | 1 | 1 | 9 | 0 | 90%Cut,Lim | 110 | 57.5836
[10 empty] | Argentina | prm15_wcost_re19_c2p1_co2_cut90p_t1 | 1 | 1 | 19 | 1 | 90%Cut,Lim | 111 | 62.3845
[10 empty] | Argentina | prm15_wcost_re10_c2p1_co2_cut90p_t1 | 1 | 1 | 10 | 0 | 90%Cut,Lim | 110 | 54.7016
[10 empty] | Argentina | prm15_wcost_re18_c2p1_co2_cut90p_t1 | 1 | 1 | 18 | 1 | 90%Cut,Lim | 111 | 57.442
[10 empty] | Brazil | prm15_wcost_re13_c2p1_co2_cut90p_t1 | 1 | 1 | 13 | 1 | 90%Cut,Lim | 111 | 249.2131
[10 empty] | Argentina | prm15_wcost_re13_c2p1_co2_cut90p_t1 | 1 | 1 | 13 | 1 | 90%Cut,Lim | 111 | 63.5613
[10 empty] | Brazil | prm15_wcost_re20_c2p1_co2_cut90p_t1 | 1 | 1 | 20 | 1 | 90%Cut,Lim | 111 | 219.5238
[10 empty] | Brazil | prm15_wcost_re11_c2p1_co2_cut90p_t1 | 1 | 1 | 11 | 1 | 90%Cut,Lim | 111 | 221.8751
[10 empty] | Brazil | prm15_wcost_re2_c2p1_co2_cut90p_t1 | 1 | 1 | 2 | 0 | 90%Cut,Lim | 110 | 227.5478
[10 empty] | Brazil | prm15_wcost_re12_c2p1_co2_cut90p_t1 | 1 | 1 | 12 | 1 | 90%Cut,Lim | 111 | 235.5307
[10 empty] | Brazil | prm15_wcost_re4_c2p1_co2_cut90p_t1 | 1 | 1 | 4 | 0 | 90%Cut,Lim | 110 | 223.9347
[10 empty] | Brazil | prm15_wcost_re14_c2p1_co2_cut90p_t1 | 1 | 1 | 14 | 1 | 90%Cut,Lim | 111 | 242.201
[10 empty] | Brazil | prm15_wcost_re5_c2p1_co2_cut90p_t1 | 1 | 1 | 5 | 0 | 90%Cut,Lim | 110 | 221.2515
[10 empty] | Brazil | prm15_wcost_re15_c2p1_co2_cut90p_t1 | 1 | 1 | 15 | 1 | 90%Cut,Lim | 111 | 230.986
[10 empty] | Argentina | prm15_wcost_re3_c2p1_co2_cut90p_t1 | 1 | 1 | 3 | 0 | 90%Cut,Lim | 110 | 56.4342
[10 empty] | Brazil | prm15_wcost_re8_c2p1_co2_cut90p_t1 | 1 | 1 | 8 | 0 | 90%Cut,Lim | 110 | 229.0643
[10 empty] | Brazil | prm15_wcost_re6_c2p1_co2_cut90p_t1 | 1 | 1 | 6 | 0 | 90%Cut,Lim | 110 | 215.0979
[10 empty] | Brazil | prm15_wcost_re16_c2p1_co2_cut90p_t1 | 1 | 1 | 16 | 1 | 90%Cut,Lim | 111 | 224.2059
[10 empty] | Brazil | prm15_wcost_re7_c2p1_co2_cut90p_t1 | 1 | 1 | 7 | 0 | 90%Cut,Lim | 110 | 222.8663
[10 empty] | Brazil | prm15_wcost_re17_c2p1_co2_cut90p_t1 | 1 | 1 | 17 | 1 | 90%Cut,Lim | 111 | 231.2319
[10 empty] | Brazil | prm15_wcost_re9_c2p1_co2_cut90p_t1 | 1 | 1 | 9 | 0 | 90%Cut,Lim | 110 | 230.8757
[10 empty] | Brazil | prm15_wcost_re19_c2p1_co2_cut90p_t1 | 1 | 1 | 19 | 1 | 90%Cut,Lim | 111 | 247.5915
[10 empty] | Brazil | prm15_wcost_re10_c2p1_co2_cut90p_t1 | 1 | 1 | 10 | 0 | 90%Cut,Lim | 110 | 212.7646
[10 empty] | Brazil | prm15_wcost_re18_c2p1_co2_cut90p_t1 | 1 | 1 | 18 | 1 | 90%Cut,Lim | 111 | 249.2123
[10 empty] | Paraguay | prm15_wcost_re13_c2p1_co2_cut90p_t1 | 1 | 1 | 13 | 1 | 90%Cut,Lim | 111 | 5.7873
[10 empty] | Argentina | prm15_wcost_re20_c2p1_co2_cut90p_t1 | 1 | 1 | 20 | 1 | 90%Cut,Lim | 111 | 54.7259
[10 empty] | Uruguay | prm15_wcost_re3_c2p1_co2_cut90p_t1 | 1 | 1 | 3 | 0 | 90%Cut,Lim | 110 | 5.1583
[10 empty] | Uruguay | prm15_wcost_re6_c2p1_co2_cut90p_t1 | 1 | 1 | 6 | 0 | 90%Cut,Lim | 110 | 6.1145
[10 empty] | Uruguay | prm15_wcost_re18_c2p1_co2_cut90p_t1 | 1 | 1 | 18 | 1 | 90%Cut,Lim | 111 | 6.604
[10 empty] | Uruguay | prm15_wcost_re8_c2p1_co2_cut90p_t1 | 1 | 1 | 8 | 0 | 90%Cut,Lim | 110 | 6.5745
[10 empty] | Uruguay | prm15_wcost_re15_c2p1_co2_cut90p_t1 | 1 | 1 | 15 | 1 | 90%Cut,Lim | 111 | 6.5451
[10 empty] | Uruguay | prm15_wcost_re5_c2p1_co2_cut90p_t1 | 1 | 1 | 5 | 0 | 90%Cut,Lim | 110 | 5.813
[10 empty] | Uruguay | prm15_wcost_re14_c2p1_co2_cut90p_t1 | 1 | 1 | 14 | 1 | 90%Cut,Lim | 111 | 5.2165
[10 empty] | Uruguay | prm15_wcost_re4_c2p1_co2_cut90p_t1 | 1 | 1 | 4 | 0 | 90%Cut,Lim | 110 | 5.9339
[10 empty] | Uruguay | prm15_wcost_re12_c2p1_co2_cut90p_t1 | 1 | 1 | 12 | 1 | 90%Cut,Lim | 111 | 6.1296
[10 empty] | Uruguay | prm15_wcost_re2_c2p1_co2_cut90p_t1 | 1 | 1 | 2 | 0 | 90%Cut,Lim | 110 | 5.8545
[10 empty] | Uruguay | prm15_wcost_re11_c2p1_co2_cut90p_t1 | 1 | 1 | 11 | 1 | 90%Cut,Lim | 111 | 6.2791
[10 empty] | Uruguay | prm15_wcost_re1_c2p1_co2_cut90p_t1 | 1 | 1 | 1 | 0 | 90%Cut,Lim | 110 | 5.5478
[10 empty] | Uruguay | prm15_wcost_re13_c2p1_co2_cut90p_t1 | 1 | 1 | 13 | 1 | 90%Cut,Lim | 111 | 6.5023
[10 empty] | Region-wide | prm15_wcost_re15_c2p1_co2_cut90p_t1 | 1 | 1 | 15 | 1 | 90%Cut,Lim | 111 | 342.351
[10 empty] | Region-wide | prm15_wcost_re5_c2p1_co2_cut90p_t1 | 1 | 1 | 5 | 0 | 90%Cut,Lim | 110 | 327.5954
[10 empty] | Region-wide | prm15_wcost_re14_c2p1_co2_cut90p_t1 | 1 | 1 | 14 | 1 | 90%Cut,Lim | 111 | 351.1916
[10 empty] | Region-wide | prm15_wcost_re4_c2p1_co2_cut90p_t1 | 1 | 1 | 4 | 0 | 90%Cut,Lim | 110 | 333.9139
[10 empty] | Region-wide | prm15_wcost_re12_c2p1_co2_cut90p_t1 | 1 | 1 | 12 | 1 | 90%Cut,Lim | 111 | 346.1731
[10 empty] | Region-wide | prm15_wcost_re2_c2p1_co2_cut90p_t1 | 1 | 1 | 2 | 0 | 90%Cut,Lim | 110 | 330.3876
[10 empty] | Region-wide | prm15_wcost_re11_c2p1_co2_cut90p_t1 | 1 | 1 | 11 | 1 | 90%Cut,Lim | 111 | 326.0489
[10 empty] | Region-wide | prm15_wcost_re1_c2p1_co2_cut90p_t1 | 1 | 1 | 1 | 0 | 90%Cut,Lim | 110 | 316.0869
[10 empty] | Region-wide | prm15_wcost_re13_c2p1_co2_cut90p_t1 | 1 | 1 | 13 | 1 | 90%Cut,Lim | 111 | 364.117
[10 empty] | Uruguay | prm15_wcost_re7_c2p1_co2_cut90p_t1 | 1 | 1 | 7 | 0 | 90%Cut,Lim | 110 | 6.3343
[10 empty] | Uruguay | prm15_wcost_re17_c2p1_co2_cut90p_t1 | 1 | 1 | 17 | 1 | 90%Cut,Lim | 111 | 6.4806
[10 empty] | Uruguay | prm15_wcost_re16_c2p1_co2_cut90p_t1 | 1 | 1 | 16 | 1 | 90%Cut,Lim | 111 | 6.0906
[10 empty] | Uruguay | prm15_wcost_re19_c2p1_co2_cut90p_t1 | 1 | 1 | 19 | 1 | 90%Cut,Lim | 111 | 5.4207
[10 empty] | Paraguay | prm15_wcost_re3_c2p1_co2_cut90p_t1 | 1 | 1 | 3 | 0 | 90%Cut,Lim | 110 | 5.4983
[10 empty] | Uruguay | prm15_wcost_re9_c2p1_co2_cut90p_t1 | 1 | 1 | 9 | 0 | 90%Cut,Lim | 110 | 6.5839
[10 empty] | Region-wide | prm15_wcost_re10_c2p1_co2_cut90p_t1 | 1 | 1 | 10 | 0 | 90%Cut,Lim | 110 | 314.3322
[10 empty] | Region-wide | prm15_wcost_re19_c2p1_co2_cut90p_t1 | 1 | 1 | 19 | 1 | 90%Cut,Lim | 111 | 359.8808
[10 empty] | Region-wide | prm15_wcost_re9_c2p1_co2_cut90p_t1 | 1 | 1 | 9 | 0 | 90%Cut,Lim | 110 | 339.8636
[10 empty] | Region-wide | prm15_wcost_re17_c2p1_co2_cut90p_t1 | 1 | 1 | 17 | 1 | 90%Cut,Lim | 111 | 339.995
[10 empty] | Region-wide | prm15_wcost_re7_c2p1_co2_cut90p_t1 | 1 | 1 | 7 | 0 | 90%Cut,Lim | 110 | 325.9982
[10 empty] | Region-wide | prm15_wcost_re20_c2p1_co2_cut90p_t1 | 1 | 1 | 20 | 1 | 90%Cut,Lim | 111 | 323.6532
[10 empty] | Region-wide | prm15_wcost_re6_c2p1_co2_cut90p_t1 | 1 | 1 | 6 | 0 | 90%Cut,Lim | 110 | 319.7526
[10 empty] | Region-wide | prm15_wcost_re18_c2p1_co2_cut90p_t1 | 1 | 1 | 18 | 1 | 90%Cut,Lim | 111 | 358.9325
[10 empty] | Region-wide | prm15_wcost_re8_c2p1_co2_cut90p_t1 | 1 | 1 | 8 | 0 | 90%Cut,Lim | 110 | 339.4367
[10 empty] | Uruguay | prm15_wcost_re20_c2p1_co2_cut90p_t1 | 1 | 1 | 20 | 1 | 90%Cut,Lim | 111 | 5.6997
[10 empty] | Uruguay | prm15_wcost_re10_c2p1_co2_cut90p_t1 | 1 | 1 | 10 | 0 | 90%Cut,Lim | 110 | 5.5722
[10 empty] | Region-wide | prm15_wcost_re16_c2p1_co2_cut90p_t1 | 1 | 1 | 16 | 1 | 90%Cut,Lim | 111 | 331.3212
[10 empty] | Region-wide | prm15_wcost_re10_c2p1_co2_cut90p_tn | 1 | 0 | 10 | 0 | 90%Cut,Full | 100 | 301.7377
[10 empty] | Region-wide | prm15_wcost_re20_c2p1_co2_cut90p_tn | 1 | 0 | 20 | 1 | 90%Cut,Full | 101 | 309.8777
[10 empty] | Argentina | prm15_wcost_re3_c2p1_co2_cut90p_tn | 1 | 0 | 3 | 0 | 90%Cut,Full | 100 | 65.0378
[10 empty] | Uruguay | prm15_wcost_re14_c2p1_co2_cut90p_tn | 1 | 0 | 14 | 1 | 90%Cut,Full | 101 | 6.3597
[10 empty] | Uruguay | prm15_wcost_re4_c2p1_co2_cut90p_tn | 1 | 0 | 4 | 0 | 90%Cut,Full | 100 | 6.6512
[10 empty] | Uruguay | prm15_wcost_re11_c2p1_co2_cut90p_tn | 1 | 0 | 11 | 1 | 90%Cut,Full | 101 | 5.9201
[10 empty] | Uruguay | prm15_wcost_re2_c2p1_co2_cut90p_tn | 1 | 0 | 2 | 0 | 90%Cut,Full | 100 | 6.0455
[10 empty] | Uruguay | prm15_wcost_re1_c2p1_co2_cut90p_tn | 1 | 0 | 1 | 0 | 90%Cut,Full | 100 | 5.5306
[10 empty] | Uruguay | prm15_wcost_re13_c2p1_co2_cut90p_tn | 1 | 0 | 13 | 1 | 90%Cut,Full | 101 | 5.3988
[10 empty] | Region-wide | prm15_wcost_re19_c2p1_co2_cut90p_tn | 1 | 0 | 19 | 1 | 90%Cut,Full | 101 | 341.5628
[10 empty] | Uruguay | prm15_wcost_re3_c2p1_co2_cut90p_tn | 1 | 0 | 3 | 0 | 90%Cut,Full | 100 | 6.305
[10 empty] | Uruguay | prm15_wcost_re12_c2p1_co2_cut90p_tn | 1 | 0 | 12 | 1 | 90%Cut,Full | 101 | 6.2638
[10 empty] | Region-wide | prm15_wcost_re9_c2p1_co2_cut90p_tn | 1 | 0 | 9 | 0 | 90%Cut,Full | 100 | 323.6429
[10 empty] | Region-wide | prm15_wcost_re4_c2p1_co2_cut90p_tn | 1 | 0 | 4 | 0 | 90%Cut,Full | 100 | 318.4466
[10 empty] | Region-wide | prm15_wcost_re7_c2p1_co2_cut90p_tn | 1 | 0 | 7 | 0 | 90%Cut,Full | 100 | 311.5159
[10 empty] | Argentina | prm15_wcost_re12_c2p1_co2_cut90p_tn | 1 | 0 | 12 | 1 | 90%Cut,Full | 101 | 68.1772
[10 empty] | Argentina | prm15_wcost_re4_c2p1_co2_cut90p_tn | 1 | 0 | 4 | 0 | 90%Cut,Full | 100 | 64.3179
[10 empty] | Argentina | prm15_wcost_re14_c2p1_co2_cut90p_tn | 1 | 0 | 14 | 1 | 90%Cut,Full | 101 | 69.4651
[10 empty] | Argentina | prm15_wcost_re5_c2p1_co2_cut90p_tn | 1 | 0 | 5 | 0 | 90%Cut,Full | 100 | 61.2141
[10 empty] | Argentina | prm15_wcost_re15_c2p1_co2_cut90p_tn | 1 | 0 | 15 | 1 | 90%Cut,Full | 101 | 68.2448
[10 empty] | Argentina | prm15_wcost_re8_c2p1_co2_cut90p_tn | 1 | 0 | 8 | 0 | 90%Cut,Full | 100 | 65.19
[10 empty] | Argentina | prm15_wcost_re2_c2p1_co2_cut90p_tn | 1 | 0 | 2 | 0 | 90%Cut,Full | 100 | 64.2284
[10 empty] | Argentina | prm15_wcost_re18_c2p1_co2_cut90p_tn | 1 | 0 | 18 | 1 | 90%Cut,Full | 101 | 71.8714
[10 empty] | Argentina | prm15_wcost_re16_c2p1_co2_cut90p_tn | 1 | 0 | 16 | 1 | 90%Cut,Full | 101 | 63.7413
[10 empty] | Argentina | prm15_wcost_re7_c2p1_co2_cut90p_tn | 1 | 0 | 7 | 0 | 90%Cut,Full | 100 | 60.0342
[10 empty] | Argentina | prm15_wcost_re17_c2p1_co2_cut90p_tn | 1 | 0 | 17 | 1 | 90%Cut,Full | 101 | 64.421
[10 empty] | Argentina | prm15_wcost_re9_c2p1_co2_cut90p_tn | 1 | 0 | 9 | 0 | 90%Cut,Full | 100 | 65.409
[10 empty] | Argentina | prm15_wcost_re19_c2p1_co2_cut90p_tn | 1 | 0 | 19 | 1 | 90%Cut,Full | 101 | 69.5013
[10 empty] | Argentina | prm15_wcost_re10_c2p1_co2_cut90p_tn | 1 | 0 | 10 | 0 | 90%Cut,Full | 100 | 58.8279
[10 empty] | Argentina | prm15_wcost_re6_c2p1_co2_cut90p_tn | 1 | 0 | 6 | 0 | 90%Cut,Full | 100 | 59.3218
[10 empty] | Region-wide | prm15_wcost_re17_c2p1_co2_cut90p_tn | 1 | 0 | 17 | 1 | 90%Cut,Full | 101 | 323.7268
[10 empty] | Argentina | prm15_wcost_re11_c2p1_co2_cut90p_tn | 1 | 0 | 11 | 1 | 90%Cut,Full | 101 | 61.7378
[10 empty] | Argentina | prm15_wcost_re13_c2p1_co2_cut90p_tn | 1 | 0 | 13 | 1 | 90%Cut,Full | 101 | 72.0473
[10 empty] | Region-wide | prm15_wcost_re16_c2p1_co2_cut90p_tn | 1 | 0 | 16 | 1 | 90%Cut,Full | 101 | 316.2929
[10 empty] | Region-wide | prm15_wcost_re6_c2p1_co2_cut90p_tn | 1 | 0 | 6 | 0 | 90%Cut,Full | 100 | 306.2508
[10 empty] | Region-wide | prm15_wcost_re18_c2p1_co2_cut90p_tn | 1 | 0 | 18 | 1 | 90%Cut,Full | 101 | 340.8653
[10 empty] | Region-wide | prm15_wcost_re8_c2p1_co2_cut90p_tn | 1 | 0 | 8 | 0 | 90%Cut,Full | 100 | 323.5056
[10 empty] | Region-wide | prm15_wcost_re15_c2p1_co2_cut90p_tn | 1 | 0 | 15 | 1 | 90%Cut,Full | 101 | 325.7523
[10 empty] | Region-wide | prm15_wcost_re5_c2p1_co2_cut90p_tn | 1 | 0 | 5 | 0 | 90%Cut,Full | 100 | 312.9008
[10 empty] | Argentina | prm15_wcost_re1_c2p1_co2_cut90p_tn | 1 | 0 | 1 | 0 | 90%Cut,Full | 100 | 57.8357
[10 empty] | Region-wide | prm15_wcost_re14_c2p1_co2_cut90p_tn | 1 | 0 | 14 | 1 | 90%Cut,Full | 101 | 333.6846
[10 empty] | Region-wide | prm15_wcost_re12_c2p1_co2_cut90p_tn | 1 | 0 | 12 | 1 | 90%Cut,Full | 101 | 329.0588
[10 empty] | Region-wide | prm15_wcost_re2_c2p1_co2_cut90p_tn | 1 | 0 | 2 | 0 | 90%Cut,Full | 100 | 315.1318
[10 empty] | Region-wide | prm15_wcost_re11_c2p1_co2_cut90p_tn | 1 | 0 | 11 | 1 | 90%Cut,Full | 101 | 311.8333
[10 empty] | Region-wide | prm15_wcost_re1_c2p1_co2_cut90p_tn | 1 | 0 | 1 | 0 | 90%Cut,Full | 100 | 303.1386
[10 empty] | Region-wide | prm15_wcost_re13_c2p1_co2_cut90p_tn | 1 | 0 | 13 | 1 | 90%Cut,Full | 101 | 345.3905
[10 empty] | Region-wide | prm15_wcost_re3_c2p1_co2_cut90p_tn | 1 | 0 | 3 | 0 | 90%Cut,Full | 100 | 326.5756
[10 empty] | Uruguay | prm15_wcost_re5_c2p1_co2_cut90p_tn | 1 | 0 | 5 | 0 | 90%Cut,Full | 100 | 6.5099
[10 empty] | Uruguay | prm15_wcost_re15_c2p1_co2_cut90p_tn | 1 | 0 | 15 | 1 | 90%Cut,Full | 101 | 5.7122
[10 empty] | Chile | prm15_wcost_re20_c2p1_co2_cut90p_tn | 1 | 0 | 20 | 1 | 90%Cut,Full | 101 | 30.8938
[10 empty] | Uruguay | prm15_wcost_re18_c2p1_co2_cut90p_tn | 1 | 0 | 18 | 1 | 90%Cut,Full | 101 | 6.351
[10 empty] | Paraguay | prm15_wcost_re15_c2p1_co2_cut90p_tn | 1 | 0 | 15 | 1 | 90%Cut,Full | 101 | 7.4704
[10 empty] | Paraguay | prm15_wcost_re8_c2p1_co2_cut90p_tn | 1 | 0 | 8 | 0 | 90%Cut,Full | 100 | 7.0847
[10 empty] | Paraguay | prm15_wcost_re18_c2p1_co2_cut90p_tn | 1 | 0 | 18 | 1 | 90%Cut,Full | 101 | 7.8146
[10 empty] | Paraguay | prm15_wcost_re6_c2p1_co2_cut90p_tn | 1 | 0 | 6 | 0 | 90%Cut,Full | 100 | 5.6908
[10 empty] | Paraguay | prm15_wcost_re16_c2p1_co2_cut90p_tn | 1 | 0 | 16 | 1 | 90%Cut,Full | 101 | 6.658
[10 empty] | Paraguay | prm15_wcost_re7_c2p1_co2_cut90p_tn | 1 | 0 | 7 | 0 | 90%Cut,Full | 100 | 6.2592
[10 empty] | Paraguay | prm15_wcost_re17_c2p1_co2_cut90p_tn | 1 | 0 | 17 | 1 | 90%Cut,Full | 101 | 7.3431
[10 empty] | Paraguay | prm15_wcost_re9_c2p1_co2_cut90p_tn | 1 | 0 | 9 | 0 | 90%Cut,Full | 100 | 7.4938
[10 empty] | Paraguay | prm15_wcost_re19_c2p1_co2_cut90p_tn | 1 | 0 | 19 | 1 | 90%Cut,Full | 101 | 7.7993
[10 empty] | Paraguay | prm15_wcost_re10_c2p1_co2_cut90p_tn | 1 | 0 | 10 | 0 | 90%Cut,Full | 100 | 5.3228
[10 empty] | Paraguay | prm15_wcost_re20_c2p1_co2_cut90p_tn | 1 | 0 | 20 | 1 | 90%Cut,Full | 101 | 6.3377
[10 empty] | Brazil | prm15_wcost_re3_c2p1_co2_cut90p_tn | 1 | 0 | 3 | 0 | 90%Cut,Full | 100 | 216.0315
[10 empty] | Chile | prm15_wcost_re3_c2p1_co2_cut90p_tn | 1 | 0 | 3 | 0 | 90%Cut,Full | 100 | 31.7768
[10 empty] | Chile | prm15_wcost_re13_c2p1_co2_cut90p_tn | 1 | 0 | 13 | 1 | 90%Cut,Full | 101 | 29.0891
[10 empty] | Chile | prm15_wcost_re1_c2p1_co2_cut90p_tn | 1 | 0 | 1 | 0 | 90%Cut,Full | 100 | 31.3882
[10 empty] | Chile | prm15_wcost_re11_c2p1_co2_cut90p_tn | 1 | 0 | 11 | 1 | 90%Cut,Full | 101 | 29.4521
[10 empty] | Chile | prm15_wcost_re2_c2p1_co2_cut90p_tn | 1 | 0 | 2 | 0 | 90%Cut,Full | 100 | 30.7207
[10 empty] | Chile | prm15_wcost_re10_c2p1_co2_cut90p_tn | 1 | 0 | 10 | 0 | 90%Cut,Full | 100 | 30.1069
[10 empty] | Chile | prm15_wcost_re19_c2p1_co2_cut90p_tn | 1 | 0 | 19 | 1 | 90%Cut,Full | 101 | 28.906
[10 empty] | Chile | prm15_wcost_re9_c2p1_co2_cut90p_tn | 1 | 0 | 9 | 0 | 90%Cut,Full | 100 | 30.0328
[10 empty] | Chile | prm15_wcost_re17_c2p1_co2_cut90p_tn | 1 | 0 | 17 | 1 | 90%Cut,Full | 101 | 28.6535
[10 empty] | Chile | prm15_wcost_re7_c2p1_co2_cut90p_tn | 1 | 0 | 7 | 0 | 90%Cut,Full | 100 | 32.3771
[10 empty] | Chile | prm15_wcost_re16_c2p1_co2_cut90p_tn | 1 | 0 | 16 | 1 | 90%Cut,Full | 101 | 29.3778
[10 empty] | Paraguay | prm15_wcost_re5_c2p1_co2_cut90p_tn | 1 | 0 | 5 | 0 | 90%Cut,Full | 100 | 6.8078
[10 empty] | Chile | prm15_wcost_re6_c2p1_co2_cut90p_tn | 1 | 0 | 6 | 0 | 90%Cut,Full | 100 | 31.0762
[10 empty] | Chile | prm15_wcost_re8_c2p1_co2_cut90p_tn | 1 | 0 | 8 | 0 | 90%Cut,Full | 100 | 29.0643
[10 empty] | Chile | prm15_wcost_re15_c2p1_co2_cut90p_tn | 1 | 0 | 15 | 1 | 90%Cut,Full | 101 | 28.6523
[10 empty] | Chile | prm15_wcost_re5_c2p1_co2_cut90p_tn | 1 | 0 | 5 | 0 | 90%Cut,Full | 100 | 29.0837
[10 empty] | Chile | prm15_wcost_re14_c2p1_co2_cut90p_tn | 1 | 0 | 14 | 1 | 90%Cut,Full | 101 | 27.1312
[10 empty] | Chile | prm15_wcost_re4_c2p1_co2_cut90p_tn | 1 | 0 | 4 | 0 | 90%Cut,Full | 100 | 28.8334
[10 empty] | Chile | prm15_wcost_re12_c2p1_co2_cut90p_tn | 1 | 0 | 12 | 1 | 90%Cut,Full | 101 | 26.8264
[10 empty] | Chile | prm15_wcost_re18_c2p1_co2_cut90p_tn | 1 | 0 | 18 | 1 | 90%Cut,Full | 101 | 26.9684
[10 empty] | Paraguay | prm15_wcost_re14_c2p1_co2_cut90p_tn | 1 | 0 | 14 | 1 | 90%Cut,Full | 101 | 7.6393
[10 empty] | Paraguay | prm15_wcost_re4_c2p1_co2_cut90p_tn | 1 | 0 | 4 | 0 | 90%Cut,Full | 100 | 6.9917
[10 empty] | Paraguay | prm15_wcost_re12_c2p1_co2_cut90p_tn | 1 | 0 | 12 | 1 | 90%Cut,Full | 101 | 7.6126
[10 empty] | Brazil | prm15_wcost_re7_c2p1_co2_cut90p_tn | 1 | 0 | 7 | 0 | 90%Cut,Full | 100 | 206.8948
[10 empty] | Brazil | prm15_wcost_re17_c2p1_co2_cut90p_tn | 1 | 0 | 17 | 1 | 90%Cut,Full | 101 | 216.6053
[10 empty] | Brazil | prm15_wcost_re9_c2p1_co2_cut90p_tn | 1 | 0 | 9 | 0 | 90%Cut,Full | 100 | 213.9362
[10 empty] | Brazil | prm15_wcost_re19_c2p1_co2_cut90p_tn | 1 | 0 | 19 | 1 | 90%Cut,Full | 101 | 229.5339
[10 empty] | Brazil | prm15_wcost_re10_c2p1_co2_cut90p_tn | 1 | 0 | 10 | 0 | 90%Cut,Full | 100 | 201.344
[10 empty] | Brazil | prm15_wcost_re20_c2p1_co2_cut90p_tn | 1 | 0 | 20 | 1 | 90%Cut,Full | 101 | 207.7275
[10 empty] | Brazil | prm15_wcost_re16_c2p1_co2_cut90p_tn | 1 | 0 | 16 | 1 | 90%Cut,Full | 101 | 210.4527
[10 empty] | Uruguay | prm15_wcost_re20_c2p1_co2_cut90p_tn | 1 | 0 | 20 | 1 | 90%Cut,Full | 101 | 5.8494
[10 empty] | Uruguay | prm15_wcost_re19_c2p1_co2_cut90p_tn | 1 | 0 | 19 | 1 | 90%Cut,Full | 101 | 5.8224
[10 empty] | Uruguay | prm15_wcost_re9_c2p1_co2_cut90p_tn | 1 | 0 | 9 | 0 | 90%Cut,Full | 100 | 6.7711
[10 empty] | Uruguay | prm15_wcost_re17_c2p1_co2_cut90p_tn | 1 | 0 | 17 | 1 | 90%Cut,Full | 101 | 6.7038
[10 empty] | Uruguay | prm15_wcost_re7_c2p1_co2_cut90p_tn | 1 | 0 | 7 | 0 | 90%Cut,Full | 100 | 5.9506
[10 empty] | Uruguay | prm15_wcost_re16_c2p1_co2_cut90p_tn | 1 | 0 | 16 | 1 | 90%Cut,Full | 101 | 6.0631
[10 empty] | Uruguay | prm15_wcost_re6_c2p1_co2_cut90p_tn | 1 | 0 | 6 | 0 | 90%Cut,Full | 100 | 5.8089
[10 empty] | Uruguay | prm15_wcost_re10_c2p1_co2_cut90p_tn | 1 | 0 | 10 | 0 | 90%Cut,Full | 100 | 6.1361
[10 empty] | Uruguay | prm15_wcost_re8_c2p1_co2_cut90p_tn | 1 | 0 | 8 | 0 | 90%Cut,Full | 100 | 6.784
[10 empty] | Brazil | prm15_wcost_re6_c2p1_co2_cut90p_tn | 1 | 0 | 6 | 0 | 90%Cut,Full | 100 | 204.3531
[10 empty] | Brazil | prm15_wcost_re8_c2p1_co2_cut90p_tn | 1 | 0 | 8 | 0 | 90%Cut,Full | 100 | 215.3825
[10 empty] | Paraguay | prm15_wcost_re2_c2p1_co2_cut90p_tn | 1 | 0 | 2 | 0 | 90%Cut,Full | 100 | 7.1537
[10 empty] | Paraguay | prm15_wcost_re11_c2p1_co2_cut90p_tn | 1 | 0 | 11 | 1 | 90%Cut,Full | 101 | 6.4403
[10 empty] | Paraguay | prm15_wcost_re1_c2p1_co2_cut90p_tn | 1 | 0 | 1 | 0 | 90%Cut,Full | 100 | 5.2166
[10 empty] | Paraguay | prm15_wcost_re13_c2p1_co2_cut90p_tn | 1 | 0 | 13 | 1 | 90%Cut,Full | 101 | 8.1028
[10 empty] | Paraguay | prm15_wcost_re3_c2p1_co2_cut90p_tn | 1 | 0 | 3 | 0 | 90%Cut,Full | 100 | 7.4246
[10 empty] | Brazil | prm15_wcost_re13_c2p1_co2_cut90p_tn | 1 | 0 | 13 | 1 | 90%Cut,Full | 101 | 230.7525
[10 empty] | Brazil | prm15_wcost_re18_c2p1_co2_cut90p_tn | 1 | 0 | 18 | 1 | 90%Cut,Full | 101 | 227.8598
[10 empty] | Brazil | prm15_wcost_re1_c2p1_co2_cut90p_tn | 1 | 0 | 1 | 0 | 90%Cut,Full | 100 | 203.1676
[10 empty] | Brazil | prm15_wcost_re2_c2p1_co2_cut90p_tn | 1 | 0 | 2 | 0 | 90%Cut,Full | 100 | 206.9835
[10 empty] | Brazil | prm15_wcost_re12_c2p1_co2_cut90p_tn | 1 | 0 | 12 | 1 | 90%Cut,Full | 101 | 220.1788
[10 empty] | Brazil | prm15_wcost_re4_c2p1_co2_cut90p_tn | 1 | 0 | 4 | 0 | 90%Cut,Full | 100 | 211.6524
[10 empty] | Brazil | prm15_wcost_re14_c2p1_co2_cut90p_tn | 1 | 0 | 14 | 1 | 90%Cut,Full | 101 | 223.0893
[10 empty] | Brazil | prm15_wcost_re5_c2p1_co2_cut90p_tn | 1 | 0 | 5 | 0 | 90%Cut,Full | 100 | 209.2853
[10 empty] | Brazil | prm15_wcost_re15_c2p1_co2_cut90p_tn | 1 | 0 | 15 | 1 | 90%Cut,Full | 101 | 215.6726
[10 empty] | Brazil | prm15_wcost_re11_c2p1_co2_cut90p_tn | 1 | 0 | 11 | 1 | 90%Cut,Full | 101 | 208.283
[10 empty] | Argentina | prm15_wcost_re20_c2p1_co2_cut90p_tn | 1 | 0 | 20 | 1 | 90%Cut,Full | 101 | 59.0692

## Supp. Figure 19
horizon | variable | value | pol | month
202501 | prm15_fix_wcost_re1_c2p1_co2_cut90p_tnt1 | 0 | TRUE | 0
202502 | prm15_fix_wcost_re1_c2p1_co2_cut90p_tnt1 | 0 | TRUE | 1
202503 | prm15_fix_wcost_re1_c2p1_co2_cut90p_tnt1 | 0 | TRUE | 2
202504 | prm15_fix_wcost_re1_c2p1_co2_cut90p_tnt1 | 0.0058453 | TRUE | 3
202505 | prm15_fix_wcost_re1_c2p1_co2_cut90p_tnt1 | 0 | TRUE | 4
202506 | prm15_fix_wcost_re1_c2p1_co2_cut90p_tnt1 | 0 | TRUE | 5
202507 | prm15_fix_wcost_re1_c2p1_co2_cut90p_tnt1 | 0 | TRUE | 6
202508 | prm15_fix_wcost_re1_c2p1_co2_cut90p_tnt1 | 0 | TRUE | 7
202509 | prm15_fix_wcost_re1_c2p1_co2_cut90p_tnt1 | 0 | TRUE | 8
202510 | prm15_fix_wcost_re1_c2p1_co2_cut90p_tnt1 | 0 | TRUE | 9
202511 | prm15_fix_wcost_re1_c2p1_co2_cut90p_tnt1 | 0 | TRUE | 10
202512 | prm15_fix_wcost_re1_c2p1_co2_cut90p_tnt1 | 0 | TRUE | 11
203001 | prm15_fix_wcost_re1_c2p1_co2_cut90p_tnt1 | 0 | TRUE | 12
203002 | prm15_fix_wcost_re1_c2p1_co2_cut90p_tnt1 | 0 | TRUE | 13
203003 | prm15_fix_wcost_re1_c2p1_co2_cut90p_tnt1 | 0 | TRUE | 14
203004 | prm15_fix_wcost_re1_c2p1_co2_cut90p_tnt1 | 0.00013296 | TRUE | 15
203005 | prm15_fix_wcost_re1_c2p1_co2_cut90p_tnt1 | 0 | TRUE | 16
203006 | prm15_fix_wcost_re1_c2p1_co2_cut90p_tnt1 | 0 | TRUE | 17
203007 | prm15_fix_wcost_re1_c2p1_co2_cut90p_tnt1 | 0 | TRUE | 18
203008 | prm15_fix_wcost_re1_c2p1_co2_cut90p_tnt1 | 0 | TRUE | 19
203009 | prm15_fix_wcost_re1_c2p1_co2_cut90p_tnt1 | 0 | TRUE | 20
203010 | prm15_fix_wcost_re1_c2p1_co2_cut90p_tnt1 | 0 | TRUE | 21
203011 | prm15_fix_wcost_re1_c2p1_co2_cut90p_tnt1 | 0 | TRUE | 22
203012 | prm15_fix_wcost_re1_c2p1_co2_cut90p_tnt1 | 0 | TRUE | 23
203501 | prm15_fix_wcost_re1_c2p1_co2_cut90p_tnt1 | 0 | TRUE | 24
203502 | prm15_fix_wcost_re1_c2p1_co2_cut90p_tnt1 | 0 | TRUE | 25
203503 | prm15_fix_wcost_re1_c2p1_co2_cut90p_tnt1 | 0 | TRUE | 26
203504 | prm15_fix_wcost_re1_c2p1_co2_cut90p_tnt1 | 0.080268 | TRUE | 27
203505 | prm15_fix_wcost_re1_c2p1_co2_cut90p_tnt1 | 0 | TRUE | 28
203506 | prm15_fix_wcost_re1_c2p1_co2_cut90p_tnt1 | 0 | TRUE | 29
203507 | prm15_fix_wcost_re1_c2p1_co2_cut90p_tnt1 | 0 | TRUE | 30
203508 | prm15_fix_wcost_re1_c2p1_co2_cut90p_tnt1 | 0 | TRUE | 31
203509 | prm15_fix_wcost_re1_c2p1_co2_cut90p_tnt1 | 0 | TRUE | 32
203510 | prm15_fix_wcost_re1_c2p1_co2_cut90p_tnt1 | 0 | TRUE | 33
203511 | prm15_fix_wcost_re1_c2p1_co2_cut90p_tnt1 | 0 | TRUE | 34
203512 | prm15_fix_wcost_re1_c2p1_co2_cut90p_tnt1 | 0 | TRUE | 35
204001 | prm15_fix_wcost_re1_c2p1_co2_cut90p_tnt1 | 0.47089 | TRUE | 36
204002 | prm15_fix_wcost_re1_c2p1_co2_cut90p_tnt1 | 0.0071725 | TRUE | 37
204003 | prm15_fix_wcost_re1_c2p1_co2_cut90p_tnt1 | 0 | TRUE | 38
204004 | prm15_fix_wcost_re1_c2p1_co2_cut90p_tnt1 | 0.64481 | TRUE | 39
204005 | prm15_fix_wcost_re1_c2p1_co2_cut90p_tnt1 | 0.61853 | TRUE | 40
204006 | prm15_fix_wcost_re1_c2p1_co2_cut90p_tnt1 | 0 | TRUE | 41
204007 | prm15_fix_wcost_re1_c2p1_co2_cut90p_tnt1 | 0 | TRUE | 42
204008 | prm15_fix_wcost_re1_c2p1_co2_cut90p_tnt1 | 0.69815 | TRUE | 43
204009 | prm15_fix_wcost_re1_c2p1_co2_cut90p_tnt1 | 0 | TRUE | 44
204010 | prm15_fix_wcost_re1_c2p1_co2_cut90p_tnt1 | 0.40895 | TRUE | 45
204011 | prm15_fix_wcost_re1_c2p1_co2_cut90p_tnt1 | 0.40648 | TRUE | 46
204012 | prm15_fix_wcost_re1_c2p1_co2_cut90p_tnt1 | 0.24755 | TRUE | 47
204501 | prm15_fix_wcost_re1_c2p1_co2_cut90p_tnt1 | 2.4452 | TRUE | 48
204502 | prm15_fix_wcost_re1_c2p1_co2_cut90p_tnt1 | 1.7394 | TRUE | 49
204503 | prm15_fix_wcost_re1_c2p1_co2_cut90p_tnt1 | 0.48894 | TRUE | 50
204504 | prm15_fix_wcost_re1_c2p1_co2_cut90p_tnt1 | 3.8952 | TRUE | 51
204505 | prm15_fix_wcost_re1_c2p1_co2_cut90p_tnt1 | 3.428 | TRUE | 52
204506 | prm15_fix_wcost_re1_c2p1_co2_cut90p_tnt1 | 1.2275 | TRUE | 53
204507 | prm15_fix_wcost_re1_c2p1_co2_cut90p_tnt1 | 1.2295 | TRUE | 54
204508 | prm15_fix_wcost_re1_c2p1_co2_cut90p_tnt1 | 3.6725 | TRUE | 55
204509 | prm15_fix_wcost_re1_c2p1_co2_cut90p_tnt1 | 1.1353 | TRUE | 56
204510 | prm15_fix_wcost_re1_c2p1_co2_cut90p_tnt1 | 3.8778 | TRUE | 57
204511 | prm15_fix_wcost_re1_c2p1_co2_cut90p_tnt1 | 3.7992 | TRUE | 58
204512 | prm15_fix_wcost_re1_c2p1_co2_cut90p_tnt1 | 3.3456 | TRUE | 59
205001 | prm15_fix_wcost_re1_c2p1_co2_cut90p_tnt1 | 11.1688 | TRUE | 60
205002 | prm15_fix_wcost_re1_c2p1_co2_cut90p_tnt1 | 7.0034 | TRUE | 61
205003 | prm15_fix_wcost_re1_c2p1_co2_cut90p_tnt1 | 2.7134 | TRUE | 62
205004 | prm15_fix_wcost_re1_c2p1_co2_cut90p_tnt1 | 13.0143 | TRUE | 63
205005 | prm15_fix_wcost_re1_c2p1_co2_cut90p_tnt1 | 12.5303 | TRUE | 64
205006 | prm15_fix_wcost_re1_c2p1_co2_cut90p_tnt1 | 8.8374 | TRUE | 65
205007 | prm15_fix_wcost_re1_c2p1_co2_cut90p_tnt1 | 5.8572 | TRUE | 66
205008 | prm15_fix_wcost_re1_c2p1_co2_cut90p_tnt1 | 15.1154 | TRUE | 67
205009 | prm15_fix_wcost_re1_c2p1_co2_cut90p_tnt1 | 6.8054 | TRUE | 68
205010 | prm15_fix_wcost_re1_c2p1_co2_cut90p_tnt1 | 13.2463 | TRUE | 69
205011 | prm15_fix_wcost_re1_c2p1_co2_cut90p_tnt1 | 13.4785 | TRUE | 70
205012 | prm15_fix_wcost_re1_c2p1_co2_cut90p_tnt1 | 13.0809 | TRUE | 71
202501 | prm15_fix_wcost_re1_c2p1_tnt1 | 0 | FALSE | 0
202502 | prm15_fix_wcost_re1_c2p1_tnt1 | 0 | FALSE | 1
202503 | prm15_fix_wcost_re1_c2p1_tnt1 | 0 | FALSE | 2
202504 | prm15_fix_wcost_re1_c2p1_tnt1 | 0.012021 | FALSE | 3
202505 | prm15_fix_wcost_re1_c2p1_tnt1 | 0 | FALSE | 4
202506 | prm15_fix_wcost_re1_c2p1_tnt1 | 0 | FALSE | 5
202507 | prm15_fix_wcost_re1_c2p1_tnt1 | 0 | FALSE | 6
202508 | prm15_fix_wcost_re1_c2p1_tnt1 | 0 | FALSE | 7
202509 | prm15_fix_wcost_re1_c2p1_tnt1 | 0 | FALSE | 8
202510 | prm15_fix_wcost_re1_c2p1_tnt1 | 0 | FALSE | 9
202511 | prm15_fix_wcost_re1_c2p1_tnt1 | 0 | FALSE | 10
202512 | prm15_fix_wcost_re1_c2p1_tnt1 | 0 | FALSE | 11
203001 | prm15_fix_wcost_re1_c2p1_tnt1 | 0 | FALSE | 12
203002 | prm15_fix_wcost_re1_c2p1_tnt1 | 0 | FALSE | 13
203003 | prm15_fix_wcost_re1_c2p1_tnt1 | 0 | FALSE | 14
203004 | prm15_fix_wcost_re1_c2p1_tnt1 | 0 | FALSE | 15
203005 | prm15_fix_wcost_re1_c2p1_tnt1 | 0 | FALSE | 16
203006 | prm15_fix_wcost_re1_c2p1_tnt1 | 0 | FALSE | 17
203007 | prm15_fix_wcost_re1_c2p1_tnt1 | 0 | FALSE | 18
203008 | prm15_fix_wcost_re1_c2p1_tnt1 | 0 | FALSE | 19
203009 | prm15_fix_wcost_re1_c2p1_tnt1 | 0 | FALSE | 20
203010 | prm15_fix_wcost_re1_c2p1_tnt1 | 0 | FALSE | 21
203011 | prm15_fix_wcost_re1_c2p1_tnt1 | 0 | FALSE | 22
203012 | prm15_fix_wcost_re1_c2p1_tnt1 | 0 | FALSE | 23
203501 | prm15_fix_wcost_re1_c2p1_tnt1 | 0 | FALSE | 24
203502 | prm15_fix_wcost_re1_c2p1_tnt1 | 0 | FALSE | 25
203503 | prm15_fix_wcost_re1_c2p1_tnt1 | 0 | FALSE | 26
203504 | prm15_fix_wcost_re1_c2p1_tnt1 | 0 | FALSE | 27
203505 | prm15_fix_wcost_re1_c2p1_tnt1 | 0 | FALSE | 28
203506 | prm15_fix_wcost_re1_c2p1_tnt1 | 0 | FALSE | 29
203507 | prm15_fix_wcost_re1_c2p1_tnt1 | 0 | FALSE | 30
203508 | prm15_fix_wcost_re1_c2p1_tnt1 | 0 | FALSE | 31
203509 | prm15_fix_wcost_re1_c2p1_tnt1 | 0 | FALSE | 32
203510 | prm15_fix_wcost_re1_c2p1_tnt1 | 0 | FALSE | 33
203511 | prm15_fix_wcost_re1_c2p1_tnt1 | 0 | FALSE | 34
203512 | prm15_fix_wcost_re1_c2p1_tnt1 | 0 | FALSE | 35
204001 | prm15_fix_wcost_re1_c2p1_tnt1 | 0 | FALSE | 36
204002 | prm15_fix_wcost_re1_c2p1_tnt1 | 0 | FALSE | 37
204003 | prm15_fix_wcost_re1_c2p1_tnt1 | 0 | FALSE | 38
204004 | prm15_fix_wcost_re1_c2p1_tnt1 | 0.058069 | FALSE | 39
204005 | prm15_fix_wcost_re1_c2p1_tnt1 | 0 | FALSE | 40
204006 | prm15_fix_wcost_re1_c2p1_tnt1 | 0 | FALSE | 41
204007 | prm15_fix_wcost_re1_c2p1_tnt1 | 0 | FALSE | 42
204008 | prm15_fix_wcost_re1_c2p1_tnt1 | 0 | FALSE | 43
204009 | prm15_fix_wcost_re1_c2p1_tnt1 | 0 | FALSE | 44
204010 | prm15_fix_wcost_re1_c2p1_tnt1 | 0 | FALSE | 45
204011 | prm15_fix_wcost_re1_c2p1_tnt1 | 0 | FALSE | 46
204012 | prm15_fix_wcost_re1_c2p1_tnt1 | 0 | FALSE | 47
204501 | prm15_fix_wcost_re1_c2p1_tnt1 | 0 | FALSE | 48
204502 | prm15_fix_wcost_re1_c2p1_tnt1 | 0.02135 | FALSE | 49
204503 | prm15_fix_wcost_re1_c2p1_tnt1 | 0 | FALSE | 50
204504 | prm15_fix_wcost_re1_c2p1_tnt1 | 0.31742 | FALSE | 51
204505 | prm15_fix_wcost_re1_c2p1_tnt1 | 0.24761 | FALSE | 52
204506 | prm15_fix_wcost_re1_c2p1_tnt1 | 0.1125 | FALSE | 53
204507 | prm15_fix_wcost_re1_c2p1_tnt1 | 0.034844 | FALSE | 54
204508 | prm15_fix_wcost_re1_c2p1_tnt1 | 0 | FALSE | 55
204509 | prm15_fix_wcost_re1_c2p1_tnt1 | 0 | FALSE | 56
204510 | prm15_fix_wcost_re1_c2p1_tnt1 | 0.10328 | FALSE | 57
204511 | prm15_fix_wcost_re1_c2p1_tnt1 | 0.2049 | FALSE | 58
204512 | prm15_fix_wcost_re1_c2p1_tnt1 | 0.1386 | FALSE | 59
205001 | prm15_fix_wcost_re1_c2p1_tnt1 | 0 | FALSE | 60
205002 | prm15_fix_wcost_re1_c2p1_tnt1 | 0.24077 | FALSE | 61
205003 | prm15_fix_wcost_re1_c2p1_tnt1 | 0 | FALSE | 62
205004 | prm15_fix_wcost_re1_c2p1_tnt1 | 1.9198 | FALSE | 63
205005 | prm15_fix_wcost_re1_c2p1_tnt1 | 2.0209 | FALSE | 64
205006 | prm15_fix_wcost_re1_c2p1_tnt1 | 1.1283 | FALSE | 65
205007 | prm15_fix_wcost_re1_c2p1_tnt1 | 0.54329 | FALSE | 66
205008 | prm15_fix_wcost_re1_c2p1_tnt1 | 0 | FALSE | 67
205009 | prm15_fix_wcost_re1_c2p1_tnt1 | 0.29436 | FALSE | 68
205010 | prm15_fix_wcost_re1_c2p1_tnt1 | 0.51732 | FALSE | 69
205011 | prm15_fix_wcost_re1_c2p1_tnt1 | 1.1789 | FALSE | 70
205012 | prm15_fix_wcost_re1_c2p1_tnt1 | 1.013 | FALSE | 71
202501 | prm15_fix_wcost_re2_c2p1_co2_cut90p_tnt1 | 0 | TRUE | 0
202502 | prm15_fix_wcost_re2_c2p1_co2_cut90p_tnt1 | 0 | TRUE | 1
202503 | prm15_fix_wcost_re2_c2p1_co2_cut90p_tnt1 | 0 | TRUE | 2
202504 | prm15_fix_wcost_re2_c2p1_co2_cut90p_tnt1 | 2.0135 | TRUE | 3
202505 | prm15_fix_wcost_re2_c2p1_co2_cut90p_tnt1 | 0 | TRUE | 4
202506 | prm15_fix_wcost_re2_c2p1_co2_cut90p_tnt1 | 0 | TRUE | 5
202507 | prm15_fix_wcost_re2_c2p1_co2_cut90p_tnt1 | 0 | TRUE | 6
202508 | prm15_fix_wcost_re2_c2p1_co2_cut90p_tnt1 | 0 | TRUE | 7
202509 | prm15_fix_wcost_re2_c2p1_co2_cut90p_tnt1 | 0 | TRUE | 8
202510 | prm15_fix_wcost_re2_c2p1_co2_cut90p_tnt1 | 0 | TRUE | 9
202511 | prm15_fix_wcost_re2_c2p1_co2_cut90p_tnt1 | 0 | TRUE | 10
202512 | prm15_fix_wcost_re2_c2p1_co2_cut90p_tnt1 | 0 | TRUE | 11
203001 | prm15_fix_wcost_re2_c2p1_co2_cut90p_tnt1 | 0 | TRUE | 12
203002 | prm15_fix_wcost_re2_c2p1_co2_cut90p_tnt1 | 0 | TRUE | 13
203003 | prm15_fix_wcost_re2_c2p1_co2_cut90p_tnt1 | 0 | TRUE | 14
203004 | prm15_fix_wcost_re2_c2p1_co2_cut90p_tnt1 | 3.5628 | TRUE | 15
203005 | prm15_fix_wcost_re2_c2p1_co2_cut90p_tnt1 | 0 | TRUE | 16
203006 | prm15_fix_wcost_re2_c2p1_co2_cut90p_tnt1 | 0 | TRUE | 17
203007 | prm15_fix_wcost_re2_c2p1_co2_cut90p_tnt1 | 0 | TRUE | 18
203008 | prm15_fix_wcost_re2_c2p1_co2_cut90p_tnt1 | 0 | TRUE | 19
203009 | prm15_fix_wcost_re2_c2p1_co2_cut90p_tnt1 | 0 | TRUE | 20
203010 | prm15_fix_wcost_re2_c2p1_co2_cut90p_tnt1 | 0 | TRUE | 21
203011 | prm15_fix_wcost_re2_c2p1_co2_cut90p_tnt1 | 0 | TRUE | 22
203012 | prm15_fix_wcost_re2_c2p1_co2_cut90p_tnt1 | 0 | TRUE | 23
203501 | prm15_fix_wcost_re2_c2p1_co2_cut90p_tnt1 | 0.73222 | TRUE | 24
203502 | prm15_fix_wcost_re2_c2p1_co2_cut90p_tnt1 | 0 | TRUE | 25
203503 | prm15_fix_wcost_re2_c2p1_co2_cut90p_tnt1 | 0 | TRUE | 26
203504 | prm15_fix_wcost_re2_c2p1_co2_cut90p_tnt1 | 10.4757 | TRUE | 27
203505 | prm15_fix_wcost_re2_c2p1_co2_cut90p_tnt1 | 1.5866 | TRUE | 28
203506 | prm15_fix_wcost_re2_c2p1_co2_cut90p_tnt1 | 0 | TRUE | 29
203507 | prm15_fix_wcost_re2_c2p1_co2_cut90p_tnt1 | 0 | TRUE | 30
203508 | prm15_fix_wcost_re2_c2p1_co2_cut90p_tnt1 | 0 | TRUE | 31
203509 | prm15_fix_wcost_re2_c2p1_co2_cut90p_tnt1 | 0 | TRUE | 32
203510 | prm15_fix_wcost_re2_c2p1_co2_cut90p_tnt1 | 0.0016993 | TRUE | 33
203511 | prm15_fix_wcost_re2_c2p1_co2_cut90p_tnt1 | 0.40577 | TRUE | 34
203512 | prm15_fix_wcost_re2_c2p1_co2_cut90p_tnt1 | 0.074549 | TRUE | 35
204001 | prm15_fix_wcost_re2_c2p1_co2_cut90p_tnt1 | 3.4508 | TRUE | 36
204002 | prm15_fix_wcost_re2_c2p1_co2_cut90p_tnt1 | 0.4463 | TRUE | 37
204003 | prm15_fix_wcost_re2_c2p1_co2_cut90p_tnt1 | 0.50168 | TRUE | 38
204004 | prm15_fix_wcost_re2_c2p1_co2_cut90p_tnt1 | 14.8274 | TRUE | 39
204005 | prm15_fix_wcost_re2_c2p1_co2_cut90p_tnt1 | 5.5962 | TRUE | 40
204006 | prm15_fix_wcost_re2_c2p1_co2_cut90p_tnt1 | 0.33934 | TRUE | 41
204007 | prm15_fix_wcost_re2_c2p1_co2_cut90p_tnt1 | 0.33136 | TRUE | 42
204008 | prm15_fix_wcost_re2_c2p1_co2_cut90p_tnt1 | 2.3376 | TRUE | 43
204009 | prm15_fix_wcost_re2_c2p1_co2_cut90p_tnt1 | 0.34796 | TRUE | 44
204010 | prm15_fix_wcost_re2_c2p1_co2_cut90p_tnt1 | 2.0278 | TRUE | 45
204011 | prm15_fix_wcost_re2_c2p1_co2_cut90p_tnt1 | 3.4016 | TRUE | 46
204012 | prm15_fix_wcost_re2_c2p1_co2_cut90p_tnt1 | 2.6249 | TRUE | 47
204501 | prm15_fix_wcost_re2_c2p1_co2_cut90p_tnt1 | 8.4057 | TRUE | 48
204502 | prm15_fix_wcost_re2_c2p1_co2_cut90p_tnt1 | 4.8427 | TRUE | 49
204503 | prm15_fix_wcost_re2_c2p1_co2_cut90p_tnt1 | 1.8468 | TRUE | 50
204504 | prm15_fix_wcost_re2_c2p1_co2_cut90p_tnt1 | 23.5063 | TRUE | 51
204505 | prm15_fix_wcost_re2_c2p1_co2_cut90p_tnt1 | 13.4462 | TRUE | 52
204506 | prm15_fix_wcost_re2_c2p1_co2_cut90p_tnt1 | 7.9138 | TRUE | 53
204507 | prm15_fix_wcost_re2_c2p1_co2_cut90p_tnt1 | 3.1707 | TRUE | 54
204508 | prm15_fix_wcost_re2_c2p1_co2_cut90p_tnt1 | 9.1133 | TRUE | 55
204509 | prm15_fix_wcost_re2_c2p1_co2_cut90p_tnt1 | 3.1289 | TRUE | 56
204510 | prm15_fix_wcost_re2_c2p1_co2_cut90p_tnt1 | 8.9018 | TRUE | 57
204511 | prm15_fix_wcost_re2_c2p1_co2_cut90p_tnt1 | 9.8879 | TRUE | 58
204512 | prm15_fix_wcost_re2_c2p1_co2_cut90p_tnt1 | 9.4661 | TRUE | 59
205001 | prm15_fix_wcost_re2_c2p1_co2_cut90p_tnt1 | 19.0418 | TRUE | 60
205002 | prm15_fix_wcost_re2_c2p1_co2_cut90p_tnt1 | 12.8226 | TRUE | 61
205003 | prm15_fix_wcost_re2_c2p1_co2_cut90p_tnt1 | 2.8504 | TRUE | 62
205004 | prm15_fix_wcost_re2_c2p1_co2_cut90p_tnt1 | 31.3497 | TRUE | 63
205005 | prm15_fix_wcost_re2_c2p1_co2_cut90p_tnt1 | 23.1523 | TRUE | 64
205006 | prm15_fix_wcost_re2_c2p1_co2_cut90p_tnt1 | 20.1423 | TRUE | 65
205007 | prm15_fix_wcost_re2_c2p1_co2_cut90p_tnt1 | 5.9621 | TRUE | 66
205008 | prm15_fix_wcost_re2_c2p1_co2_cut90p_tnt1 | 22.0162 | TRUE | 67
205009 | prm15_fix_wcost_re2_c2p1_co2_cut90p_tnt1 | 11.0955 | TRUE | 68
205010 | prm15_fix_wcost_re2_c2p1_co2_cut90p_tnt1 | 19.4814 | TRUE | 69
205011 | prm15_fix_wcost_re2_c2p1_co2_cut90p_tnt1 | 19.9916 | TRUE | 70
205012 | prm15_fix_wcost_re2_c2p1_co2_cut90p_tnt1 | 19.7089 | TRUE | 71
202501 | prm15_fix_wcost_re2_c2p1_tnt1 | 0 | FALSE | 0
202502 | prm15_fix_wcost_re2_c2p1_tnt1 | 0 | FALSE | 1
202503 | prm15_fix_wcost_re2_c2p1_tnt1 | 0 | FALSE | 2
202504 | prm15_fix_wcost_re2_c2p1_tnt1 | 0.0087071 | FALSE | 3
202505 | prm15_fix_wcost_re2_c2p1_tnt1 | 0 | FALSE | 4
202506 | prm15_fix_wcost_re2_c2p1_tnt1 | 0 | FALSE | 5
202507 | prm15_fix_wcost_re2_c2p1_tnt1 | 0 | FALSE | 6
202508 | prm15_fix_wcost_re2_c2p1_tnt1 | 0 | FALSE | 7
202509 | prm15_fix_wcost_re2_c2p1_tnt1 | 0 | FALSE | 8
202510 | prm15_fix_wcost_re2_c2p1_tnt1 | 0 | FALSE | 9
202511 | prm15_fix_wcost_re2_c2p1_tnt1 | 0 | FALSE | 10
202512 | prm15_fix_wcost_re2_c2p1_tnt1 | 0 | FALSE | 11
203001 | prm15_fix_wcost_re2_c2p1_tnt1 | 0 | FALSE | 12
203002 | prm15_fix_wcost_re2_c2p1_tnt1 | 0 | FALSE | 13
203003 | prm15_fix_wcost_re2_c2p1_tnt1 | 0 | FALSE | 14
203004 | prm15_fix_wcost_re2_c2p1_tnt1 | 0 | FALSE | 15
203005 | prm15_fix_wcost_re2_c2p1_tnt1 | 0 | FALSE | 16
203006 | prm15_fix_wcost_re2_c2p1_tnt1 | 0 | FALSE | 17
203007 | prm15_fix_wcost_re2_c2p1_tnt1 | 0 | FALSE | 18
203008 | prm15_fix_wcost_re2_c2p1_tnt1 | 0 | FALSE | 19
203009 | prm15_fix_wcost_re2_c2p1_tnt1 | 0 | FALSE | 20
203010 | prm15_fix_wcost_re2_c2p1_tnt1 | 0 | FALSE | 21
203011 | prm15_fix_wcost_re2_c2p1_tnt1 | 0 | FALSE | 22
203012 | prm15_fix_wcost_re2_c2p1_tnt1 | 0 | FALSE | 23
203501 | prm15_fix_wcost_re2_c2p1_tnt1 | 0 | FALSE | 24
203502 | prm15_fix_wcost_re2_c2p1_tnt1 | 0 | FALSE | 25
203503 | prm15_fix_wcost_re2_c2p1_tnt1 | 0 | FALSE | 26
203504 | prm15_fix_wcost_re2_c2p1_tnt1 | 0 | FALSE | 27
203505 | prm15_fix_wcost_re2_c2p1_tnt1 | 0 | FALSE | 28
203506 | prm15_fix_wcost_re2_c2p1_tnt1 | 0 | FALSE | 29
203507 | prm15_fix_wcost_re2_c2p1_tnt1 | 0 | FALSE | 30
203508 | prm15_fix_wcost_re2_c2p1_tnt1 | 0 | FALSE | 31
203509 | prm15_fix_wcost_re2_c2p1_tnt1 | 0 | FALSE | 32
203510 | prm15_fix_wcost_re2_c2p1_tnt1 | 0 | FALSE | 33
203511 | prm15_fix_wcost_re2_c2p1_tnt1 | 0 | FALSE | 34
203512 | prm15_fix_wcost_re2_c2p1_tnt1 | 0 | FALSE | 35
204001 | prm15_fix_wcost_re2_c2p1_tnt1 | 0 | FALSE | 36
204002 | prm15_fix_wcost_re2_c2p1_tnt1 | 0 | FALSE | 37
204003 | prm15_fix_wcost_re2_c2p1_tnt1 | 0 | FALSE | 38
204004 | prm15_fix_wcost_re2_c2p1_tnt1 | 0 | FALSE | 39
204005 | prm15_fix_wcost_re2_c2p1_tnt1 | 0 | FALSE | 40
204006 | prm15_fix_wcost_re2_c2p1_tnt1 | 0 | FALSE | 41
204007 | prm15_fix_wcost_re2_c2p1_tnt1 | 0 | FALSE | 42
204008 | prm15_fix_wcost_re2_c2p1_tnt1 | 0 | FALSE | 43
204009 | prm15_fix_wcost_re2_c2p1_tnt1 | 0 | FALSE | 44
204010 | prm15_fix_wcost_re2_c2p1_tnt1 | 0 | FALSE | 45
204011 | prm15_fix_wcost_re2_c2p1_tnt1 | 0 | FALSE | 46
204012 | prm15_fix_wcost_re2_c2p1_tnt1 | 0 | FALSE | 47
204501 | prm15_fix_wcost_re2_c2p1_tnt1 | 0 | FALSE | 48
204502 | prm15_fix_wcost_re2_c2p1_tnt1 | 0.069051 | FALSE | 49
204503 | prm15_fix_wcost_re2_c2p1_tnt1 | 0 | FALSE | 50
204504 | prm15_fix_wcost_re2_c2p1_tnt1 | 0.38528 | FALSE | 51
204505 | prm15_fix_wcost_re2_c2p1_tnt1 | 0.33611 | FALSE | 52
204506 | prm15_fix_wcost_re2_c2p1_tnt1 | 0.17798 | FALSE | 53
204507 | prm15_fix_wcost_re2_c2p1_tnt1 | 0.075302 | FALSE | 54
204508 | prm15_fix_wcost_re2_c2p1_tnt1 | 0 | FALSE | 55
204509 | prm15_fix_wcost_re2_c2p1_tnt1 | 0.0092995 | FALSE | 56
204510 | prm15_fix_wcost_re2_c2p1_tnt1 | 0.19089 | FALSE | 57
204511 | prm15_fix_wcost_re2_c2p1_tnt1 | 0.30396 | FALSE | 58
204512 | prm15_fix_wcost_re2_c2p1_tnt1 | 0.23678 | FALSE | 59
205001 | prm15_fix_wcost_re2_c2p1_tnt1 | 0 | FALSE | 60
205002 | prm15_fix_wcost_re2_c2p1_tnt1 | 0.1884 | FALSE | 61
205003 | prm15_fix_wcost_re2_c2p1_tnt1 | 0 | FALSE | 62
205004 | prm15_fix_wcost_re2_c2p1_tnt1 | 1.6448 | FALSE | 63
205005 | prm15_fix_wcost_re2_c2p1_tnt1 | 1.7711 | FALSE | 64
205006 | prm15_fix_wcost_re2_c2p1_tnt1 | 0.94568 | FALSE | 65
205007 | prm15_fix_wcost_re2_c2p1_tnt1 | 0.44653 | FALSE | 66
205008 | prm15_fix_wcost_re2_c2p1_tnt1 | 0 | FALSE | 67
205009 | prm15_fix_wcost_re2_c2p1_tnt1 | 0.20586 | FALSE | 68
205010 | prm15_fix_wcost_re2_c2p1_tnt1 | 0.37443 | FALSE | 69
205011 | prm15_fix_wcost_re2_c2p1_tnt1 | 1.0434 | FALSE | 70
205012 | prm15_fix_wcost_re2_c2p1_tnt1 | 0.89843 | FALSE | 71
202501 | prm15_fix_wcost_re3_c2p1_co2_cut90p_tnt1 | 0 | TRUE | 0
202502 | prm15_fix_wcost_re3_c2p1_co2_cut90p_tnt1 | 0 | TRUE | 1
202503 | prm15_fix_wcost_re3_c2p1_co2_cut90p_tnt1 | 0 | TRUE | 2
202504 | prm15_fix_wcost_re3_c2p1_co2_cut90p_tnt1 | 3.1421 | TRUE | 3
202505 | prm15_fix_wcost_re3_c2p1_co2_cut90p_tnt1 | 0 | TRUE | 4
202506 | prm15_fix_wcost_re3_c2p1_co2_cut90p_tnt1 | 0 | TRUE | 5
202507 | prm15_fix_wcost_re3_c2p1_co2_cut90p_tnt1 | 0 | TRUE | 6
202508 | prm15_fix_wcost_re3_c2p1_co2_cut90p_tnt1 | 0 | TRUE | 7
202509 | prm15_fix_wcost_re3_c2p1_co2_cut90p_tnt1 | 0 | TRUE | 8
202510 | prm15_fix_wcost_re3_c2p1_co2_cut90p_tnt1 | 0 | TRUE | 9
202511 | prm15_fix_wcost_re3_c2p1_co2_cut90p_tnt1 | 0 | TRUE | 10
202512 | prm15_fix_wcost_re3_c2p1_co2_cut90p_tnt1 | 0 | TRUE | 11
203001 | prm15_fix_wcost_re3_c2p1_co2_cut90p_tnt1 | 0 | TRUE | 12
203002 | prm15_fix_wcost_re3_c2p1_co2_cut90p_tnt1 | 0 | TRUE | 13
203003 | prm15_fix_wcost_re3_c2p1_co2_cut90p_tnt1 | 0 | TRUE | 14
203004 | prm15_fix_wcost_re3_c2p1_co2_cut90p_tnt1 | 4.4756 | TRUE | 15
203005 | prm15_fix_wcost_re3_c2p1_co2_cut90p_tnt1 | 0 | TRUE | 16
203006 | prm15_fix_wcost_re3_c2p1_co2_cut90p_tnt1 | 0 | TRUE | 17
203007 | prm15_fix_wcost_re3_c2p1_co2_cut90p_tnt1 | 0 | TRUE | 18
203008 | prm15_fix_wcost_re3_c2p1_co2_cut90p_tnt1 | 0 | TRUE | 19
203009 | prm15_fix_wcost_re3_c2p1_co2_cut90p_tnt1 | 0 | TRUE | 20
203010 | prm15_fix_wcost_re3_c2p1_co2_cut90p_tnt1 | 0 | TRUE | 21
203011 | prm15_fix_wcost_re3_c2p1_co2_cut90p_tnt1 | 0 | TRUE | 22
203012 | prm15_fix_wcost_re3_c2p1_co2_cut90p_tnt1 | 0 | TRUE | 23
203501 | prm15_fix_wcost_re3_c2p1_co2_cut90p_tnt1 | 0 | TRUE | 24
203502 | prm15_fix_wcost_re3_c2p1_co2_cut90p_tnt1 | 0 | TRUE | 25
203503 | prm15_fix_wcost_re3_c2p1_co2_cut90p_tnt1 | 0 | TRUE | 26
203504 | prm15_fix_wcost_re3_c2p1_co2_cut90p_tnt1 | 8.5146 | TRUE | 27
203505 | prm15_fix_wcost_re3_c2p1_co2_cut90p_tnt1 | 0.68364 | TRUE | 28
203506 | prm15_fix_wcost_re3_c2p1_co2_cut90p_tnt1 | 0 | TRUE | 29
203507 | prm15_fix_wcost_re3_c2p1_co2_cut90p_tnt1 | 0 | TRUE | 30
203508 | prm15_fix_wcost_re3_c2p1_co2_cut90p_tnt1 | 0 | TRUE | 31
203509 | prm15_fix_wcost_re3_c2p1_co2_cut90p_tnt1 | 0 | TRUE | 32
203510 | prm15_fix_wcost_re3_c2p1_co2_cut90p_tnt1 | 0.0037185 | TRUE | 33
203511 | prm15_fix_wcost_re3_c2p1_co2_cut90p_tnt1 | 0.15187 | TRUE | 34
203512 | prm15_fix_wcost_re3_c2p1_co2_cut90p_tnt1 | 0.005473 | TRUE | 35
204001 | prm15_fix_wcost_re3_c2p1_co2_cut90p_tnt1 | 3.8596 | TRUE | 36
204002 | prm15_fix_wcost_re3_c2p1_co2_cut90p_tnt1 | 1.1522 | TRUE | 37
204003 | prm15_fix_wcost_re3_c2p1_co2_cut90p_tnt1 | 1.0897 | TRUE | 38
204004 | prm15_fix_wcost_re3_c2p1_co2_cut90p_tnt1 | 17.8579 | TRUE | 39
204005 | prm15_fix_wcost_re3_c2p1_co2_cut90p_tnt1 | 5.6242 | TRUE | 40
204006 | prm15_fix_wcost_re3_c2p1_co2_cut90p_tnt1 | 0.66891 | TRUE | 41
204007 | prm15_fix_wcost_re3_c2p1_co2_cut90p_tnt1 | 0.7887 | TRUE | 42
204008 | prm15_fix_wcost_re3_c2p1_co2_cut90p_tnt1 | 2.7754 | TRUE | 43
204009 | prm15_fix_wcost_re3_c2p1_co2_cut90p_tnt1 | 0.87094 | TRUE | 44
204010 | prm15_fix_wcost_re3_c2p1_co2_cut90p_tnt1 | 2.9141 | TRUE | 45
204011 | prm15_fix_wcost_re3_c2p1_co2_cut90p_tnt1 | 4.5651 | TRUE | 46
204012 | prm15_fix_wcost_re3_c2p1_co2_cut90p_tnt1 | 3.6761 | TRUE | 47
204501 | prm15_fix_wcost_re3_c2p1_co2_cut90p_tnt1 | 10.8613 | TRUE | 48
204502 | prm15_fix_wcost_re3_c2p1_co2_cut90p_tnt1 | 7.0449 | TRUE | 49
204503 | prm15_fix_wcost_re3_c2p1_co2_cut90p_tnt1 | 2.5731 | TRUE | 50
204504 | prm15_fix_wcost_re3_c2p1_co2_cut90p_tnt1 | 24.9855 | TRUE | 51
204505 | prm15_fix_wcost_re3_c2p1_co2_cut90p_tnt1 | 13.0113 | TRUE | 52
204506 | prm15_fix_wcost_re3_c2p1_co2_cut90p_tnt1 | 5.4653 | TRUE | 53
204507 | prm15_fix_wcost_re3_c2p1_co2_cut90p_tnt1 | 3.4181 | TRUE | 54
204508 | prm15_fix_wcost_re3_c2p1_co2_cut90p_tnt1 | 11.0021 | TRUE | 55
204509 | prm15_fix_wcost_re3_c2p1_co2_cut90p_tnt1 | 3.8134 | TRUE | 56
204510 | prm15_fix_wcost_re3_c2p1_co2_cut90p_tnt1 | 11.257 | TRUE | 57
204511 | prm15_fix_wcost_re3_c2p1_co2_cut90p_tnt1 | 12.6415 | TRUE | 58
204512 | prm15_fix_wcost_re3_c2p1_co2_cut90p_tnt1 | 12.1002 | TRUE | 59
205001 | prm15_fix_wcost_re3_c2p1_co2_cut90p_tnt1 | 17.2668 | TRUE | 60
205002 | prm15_fix_wcost_re3_c2p1_co2_cut90p_tnt1 | 12.9655 | TRUE | 61
205003 | prm15_fix_wcost_re3_c2p1_co2_cut90p_tnt1 | 1.6478 | TRUE | 62
205004 | prm15_fix_wcost_re3_c2p1_co2_cut90p_tnt1 | 30.0715 | TRUE | 63
205005 | prm15_fix_wcost_re3_c2p1_co2_cut90p_tnt1 | 20.9558 | TRUE | 64
205006 | prm15_fix_wcost_re3_c2p1_co2_cut90p_tnt1 | 15.642 | TRUE | 65
205007 | prm15_fix_wcost_re3_c2p1_co2_cut90p_tnt1 | 2.4068 | TRUE | 66
205008 | prm15_fix_wcost_re3_c2p1_co2_cut90p_tnt1 | 19.5112 | TRUE | 67
205009 | prm15_fix_wcost_re3_c2p1_co2_cut90p_tnt1 | 8.2048 | TRUE | 68
205010 | prm15_fix_wcost_re3_c2p1_co2_cut90p_tnt1 | 16.277 | TRUE | 69
205011 | prm15_fix_wcost_re3_c2p1_co2_cut90p_tnt1 | 16.7788 | TRUE | 70
205012 | prm15_fix_wcost_re3_c2p1_co2_cut90p_tnt1 | 16.9635 | TRUE | 71
202501 | prm15_fix_wcost_re3_c2p1_tnt1 | 0 | FALSE | 0
202502 | prm15_fix_wcost_re3_c2p1_tnt1 | 0 | FALSE | 1
202503 | prm15_fix_wcost_re3_c2p1_tnt1 | 0 | FALSE | 2
202504 | prm15_fix_wcost_re3_c2p1_tnt1 | 0.0092026 | FALSE | 3
202505 | prm15_fix_wcost_re3_c2p1_tnt1 | 0 | FALSE | 4
202506 | prm15_fix_wcost_re3_c2p1_tnt1 | 0 | FALSE | 5
202507 | prm15_fix_wcost_re3_c2p1_tnt1 | 0 | FALSE | 6
202508 | prm15_fix_wcost_re3_c2p1_tnt1 | 0 | FALSE | 7
202509 | prm15_fix_wcost_re3_c2p1_tnt1 | 0 | FALSE | 8
202510 | prm15_fix_wcost_re3_c2p1_tnt1 | 0 | FALSE | 9
202511 | prm15_fix_wcost_re3_c2p1_tnt1 | 0 | FALSE | 10
202512 | prm15_fix_wcost_re3_c2p1_tnt1 | 0 | FALSE | 11
203001 | prm15_fix_wcost_re3_c2p1_tnt1 | 0 | FALSE | 12
203002 | prm15_fix_wcost_re3_c2p1_tnt1 | 0 | FALSE | 13
203003 | prm15_fix_wcost_re3_c2p1_tnt1 | 0 | FALSE | 14
203004 | prm15_fix_wcost_re3_c2p1_tnt1 | 0 | FALSE | 15
203005 | prm15_fix_wcost_re3_c2p1_tnt1 | 0 | FALSE | 16
203006 | prm15_fix_wcost_re3_c2p1_tnt1 | 0 | FALSE | 17
203007 | prm15_fix_wcost_re3_c2p1_tnt1 | 0 | FALSE | 18
203008 | prm15_fix_wcost_re3_c2p1_tnt1 | 0 | FALSE | 19
203009 | prm15_fix_wcost_re3_c2p1_tnt1 | 0 | FALSE | 20
203010 | prm15_fix_wcost_re3_c2p1_tnt1 | 0 | FALSE | 21
203011 | prm15_fix_wcost_re3_c2p1_tnt1 | 0 | FALSE | 22
203012 | prm15_fix_wcost_re3_c2p1_tnt1 | 0 | FALSE | 23
203501 | prm15_fix_wcost_re3_c2p1_tnt1 | 0 | FALSE | 24
203502 | prm15_fix_wcost_re3_c2p1_tnt1 | 0 | FALSE | 25
203503 | prm15_fix_wcost_re3_c2p1_tnt1 | 0 | FALSE | 26
203504 | prm15_fix_wcost_re3_c2p1_tnt1 | 0 | FALSE | 27
203505 | prm15_fix_wcost_re3_c2p1_tnt1 | 0 | FALSE | 28
203506 | prm15_fix_wcost_re3_c2p1_tnt1 | 0 | FALSE | 29
203507 | prm15_fix_wcost_re3_c2p1_tnt1 | 0 | FALSE | 30
203508 | prm15_fix_wcost_re3_c2p1_tnt1 | 0 | FALSE | 31
203509 | prm15_fix_wcost_re3_c2p1_tnt1 | 0 | FALSE | 32
203510 | prm15_fix_wcost_re3_c2p1_tnt1 | 0 | FALSE | 33
203511 | prm15_fix_wcost_re3_c2p1_tnt1 | 0 | FALSE | 34
203512 | prm15_fix_wcost_re3_c2p1_tnt1 | 0 | FALSE | 35
204001 | prm15_fix_wcost_re3_c2p1_tnt1 | 0 | FALSE | 36
204002 | prm15_fix_wcost_re3_c2p1_tnt1 | 0 | FALSE | 37
204003 | prm15_fix_wcost_re3_c2p1_tnt1 | 0 | FALSE | 38
204004 | prm15_fix_wcost_re3_c2p1_tnt1 | 0 | FALSE | 39
204005 | prm15_fix_wcost_re3_c2p1_tnt1 | 0 | FALSE | 40
204006 | prm15_fix_wcost_re3_c2p1_tnt1 | 0 | FALSE | 41
204007 | prm15_fix_wcost_re3_c2p1_tnt1 | 0 | FALSE | 42
204008 | prm15_fix_wcost_re3_c2p1_tnt1 | 0 | FALSE | 43
204009 | prm15_fix_wcost_re3_c2p1_tnt1 | 0 | FALSE | 44
204010 | prm15_fix_wcost_re3_c2p1_tnt1 | 0 | FALSE | 45
204011 | prm15_fix_wcost_re3_c2p1_tnt1 | 0 | FALSE | 46
204012 | prm15_fix_wcost_re3_c2p1_tnt1 | 0 | FALSE | 47
204501 | prm15_fix_wcost_re3_c2p1_tnt1 | 0 | FALSE | 48
204502 | prm15_fix_wcost_re3_c2p1_tnt1 | 0.2528 | FALSE | 49
204503 | prm15_fix_wcost_re3_c2p1_tnt1 | 0.083681 | FALSE | 50
204504 | prm15_fix_wcost_re3_c2p1_tnt1 | 0.60756 | FALSE | 51
204505 | prm15_fix_wcost_re3_c2p1_tnt1 | 0.53232 | FALSE | 52
204506 | prm15_fix_wcost_re3_c2p1_tnt1 | 0.32379 | FALSE | 53
204507 | prm15_fix_wcost_re3_c2p1_tnt1 | 0.22477 | FALSE | 54
204508 | prm15_fix_wcost_re3_c2p1_tnt1 | 0 | FALSE | 55
204509 | prm15_fix_wcost_re3_c2p1_tnt1 | 0.060277 | FALSE | 56
204510 | prm15_fix_wcost_re3_c2p1_tnt1 | 0.38969 | FALSE | 57
204511 | prm15_fix_wcost_re3_c2p1_tnt1 | 0.52432 | FALSE | 58
204512 | prm15_fix_wcost_re3_c2p1_tnt1 | 0.46378 | FALSE | 59
205001 | prm15_fix_wcost_re3_c2p1_tnt1 | 0 | FALSE | 60
205002 | prm15_fix_wcost_re3_c2p1_tnt1 | 0.0016301 | FALSE | 61
205003 | prm15_fix_wcost_re3_c2p1_tnt1 | 0.052529 | FALSE | 62
205004 | prm15_fix_wcost_re3_c2p1_tnt1 | 1.1582 | FALSE | 63
205005 | prm15_fix_wcost_re3_c2p1_tnt1 | 1.1412 | FALSE | 64
205006 | prm15_fix_wcost_re3_c2p1_tnt1 | 0.3383 | FALSE | 65
205007 | prm15_fix_wcost_re3_c2p1_tnt1 | 0.11376 | FALSE | 66
205008 | prm15_fix_wcost_re3_c2p1_tnt1 | 0 | FALSE | 67
205009 | prm15_fix_wcost_re3_c2p1_tnt1 | 0 | FALSE | 68
205010 | prm15_fix_wcost_re3_c2p1_tnt1 | 0 | FALSE | 69
205011 | prm15_fix_wcost_re3_c2p1_tnt1 | 0.64779 | FALSE | 70
205012 | prm15_fix_wcost_re3_c2p1_tnt1 | 0.51523 | FALSE | 71
202501 | prm15_fix_wcost_re4_c2p1_co2_cut90p_tnt1 | 0 | TRUE | 0
202502 | prm15_fix_wcost_re4_c2p1_co2_cut90p_tnt1 | 0 | TRUE | 1
202503 | prm15_fix_wcost_re4_c2p1_co2_cut90p_tnt1 | 0 | TRUE | 2
202504 | prm15_fix_wcost_re4_c2p1_co2_cut90p_tnt1 | 0.044216 | TRUE | 3
202505 | prm15_fix_wcost_re4_c2p1_co2_cut90p_tnt1 | 0 | TRUE | 4
202506 | prm15_fix_wcost_re4_c2p1_co2_cut90p_tnt1 | 0 | TRUE | 5
202507 | prm15_fix_wcost_re4_c2p1_co2_cut90p_tnt1 | 0 | TRUE | 6
202508 | prm15_fix_wcost_re4_c2p1_co2_cut90p_tnt1 | 0 | TRUE | 7
202509 | prm15_fix_wcost_re4_c2p1_co2_cut90p_tnt1 | 0 | TRUE | 8
202510 | prm15_fix_wcost_re4_c2p1_co2_cut90p_tnt1 | 0 | TRUE | 9
202511 | prm15_fix_wcost_re4_c2p1_co2_cut90p_tnt1 | 0 | TRUE | 10
202512 | prm15_fix_wcost_re4_c2p1_co2_cut90p_tnt1 | 0 | TRUE | 11
203001 | prm15_fix_wcost_re4_c2p1_co2_cut90p_tnt1 | 0 | TRUE | 12
203002 | prm15_fix_wcost_re4_c2p1_co2_cut90p_tnt1 | 0 | TRUE | 13
203003 | prm15_fix_wcost_re4_c2p1_co2_cut90p_tnt1 | 0 | TRUE | 14
203004 | prm15_fix_wcost_re4_c2p1_co2_cut90p_tnt1 | 0.048552 | TRUE | 15
203005 | prm15_fix_wcost_re4_c2p1_co2_cut90p_tnt1 | 0 | TRUE | 16
203006 | prm15_fix_wcost_re4_c2p1_co2_cut90p_tnt1 | 0 | TRUE | 17
203007 | prm15_fix_wcost_re4_c2p1_co2_cut90p_tnt1 | 0 | TRUE | 18
203008 | prm15_fix_wcost_re4_c2p1_co2_cut90p_tnt1 | 0 | TRUE | 19
203009 | prm15_fix_wcost_re4_c2p1_co2_cut90p_tnt1 | 0 | TRUE | 20
203010 | prm15_fix_wcost_re4_c2p1_co2_cut90p_tnt1 | 0 | TRUE | 21
203011 | prm15_fix_wcost_re4_c2p1_co2_cut90p_tnt1 | 0 | TRUE | 22
203012 | prm15_fix_wcost_re4_c2p1_co2_cut90p_tnt1 | 0 | TRUE | 23
203501 | prm15_fix_wcost_re4_c2p1_co2_cut90p_tnt1 | 0 | TRUE | 24
203502 | prm15_fix_wcost_re4_c2p1_co2_cut90p_tnt1 | 0 | TRUE | 25
203503 | prm15_fix_wcost_re4_c2p1_co2_cut90p_tnt1 | 0 | TRUE | 26
203504 | prm15_fix_wcost_re4_c2p1_co2_cut90p_tnt1 | 0.11279 | TRUE | 27
203505 | prm15_fix_wcost_re4_c2p1_co2_cut90p_tnt1 | 0 | TRUE | 28
203506 | prm15_fix_wcost_re4_c2p1_co2_cut90p_tnt1 | 0 | TRUE | 29
203507 | prm15_fix_wcost_re4_c2p1_co2_cut90p_tnt1 | 0 | TRUE | 30
203508 | prm15_fix_wcost_re4_c2p1_co2_cut90p_tnt1 | 0 | TRUE | 31
203509 | prm15_fix_wcost_re4_c2p1_co2_cut90p_tnt1 | 0 | TRUE | 32
203510 | prm15_fix_wcost_re4_c2p1_co2_cut90p_tnt1 | 0.019637 | TRUE | 33
203511 | prm15_fix_wcost_re4_c2p1_co2_cut90p_tnt1 | 0.028043 | TRUE | 34
203512 | prm15_fix_wcost_re4_c2p1_co2_cut90p_tnt1 | 0.0055144 | TRUE | 35
204001 | prm15_fix_wcost_re4_c2p1_co2_cut90p_tnt1 | 0.52548 | TRUE | 36
204002 | prm15_fix_wcost_re4_c2p1_co2_cut90p_tnt1 | 0.5214 | TRUE | 37
204003 | prm15_fix_wcost_re4_c2p1_co2_cut90p_tnt1 | 0.56358 | TRUE | 38
204004 | prm15_fix_wcost_re4_c2p1_co2_cut90p_tnt1 | 1.0573 | TRUE | 39
204005 | prm15_fix_wcost_re4_c2p1_co2_cut90p_tnt1 | 0.63896 | TRUE | 40
204006 | prm15_fix_wcost_re4_c2p1_co2_cut90p_tnt1 | 0.34162 | TRUE | 41
204007 | prm15_fix_wcost_re4_c2p1_co2_cut90p_tnt1 | 0.37125 | TRUE | 42
204008 | prm15_fix_wcost_re4_c2p1_co2_cut90p_tnt1 | 0.68826 | TRUE | 43
204009 | prm15_fix_wcost_re4_c2p1_co2_cut90p_tnt1 | 0.40663 | TRUE | 44
204010 | prm15_fix_wcost_re4_c2p1_co2_cut90p_tnt1 | 0.822 | TRUE | 45
204011 | prm15_fix_wcost_re4_c2p1_co2_cut90p_tnt1 | 1.0246 | TRUE | 46
204012 | prm15_fix_wcost_re4_c2p1_co2_cut90p_tnt1 | 0.66489 | TRUE | 47
204501 | prm15_fix_wcost_re4_c2p1_co2_cut90p_tnt1 | 5.1299 | TRUE | 48
204502 | prm15_fix_wcost_re4_c2p1_co2_cut90p_tnt1 | 3.3491 | TRUE | 49
204503 | prm15_fix_wcost_re4_c2p1_co2_cut90p_tnt1 | 1.9513 | TRUE | 50
204504 | prm15_fix_wcost_re4_c2p1_co2_cut90p_tnt1 | 6.0955 | TRUE | 51
204505 | prm15_fix_wcost_re4_c2p1_co2_cut90p_tnt1 | 5.0781 | TRUE | 52
204506 | prm15_fix_wcost_re4_c2p1_co2_cut90p_tnt1 | 2.5529 | TRUE | 53
204507 | prm15_fix_wcost_re4_c2p1_co2_cut90p_tnt1 | 2.8633 | TRUE | 54
204508 | prm15_fix_wcost_re4_c2p1_co2_cut90p_tnt1 | 6.7989 | TRUE | 55
204509 | prm15_fix_wcost_re4_c2p1_co2_cut90p_tnt1 | 2.7642 | TRUE | 56
204510 | prm15_fix_wcost_re4_c2p1_co2_cut90p_tnt1 | 6.9015 | TRUE | 57
204511 | prm15_fix_wcost_re4_c2p1_co2_cut90p_tnt1 | 6.9396 | TRUE | 58
204512 | prm15_fix_wcost_re4_c2p1_co2_cut90p_tnt1 | 6.4432 | TRUE | 59
205001 | prm15_fix_wcost_re4_c2p1_co2_cut90p_tnt1 | 16.1766 | TRUE | 60
205002 | prm15_fix_wcost_re4_c2p1_co2_cut90p_tnt1 | 10.1961 | TRUE | 61
205003 | prm15_fix_wcost_re4_c2p1_co2_cut90p_tnt1 | 2.8974 | TRUE | 62
205004 | prm15_fix_wcost_re4_c2p1_co2_cut90p_tnt1 | 15.5925 | TRUE | 63
205005 | prm15_fix_wcost_re4_c2p1_co2_cut90p_tnt1 | 15.3895 | TRUE | 64
205006 | prm15_fix_wcost_re4_c2p1_co2_cut90p_tnt1 | 10.0496 | TRUE | 65
205007 | prm15_fix_wcost_re4_c2p1_co2_cut90p_tnt1 | 6.2837 | TRUE | 66
205008 | prm15_fix_wcost_re4_c2p1_co2_cut90p_tnt1 | 20.0536 | TRUE | 67
205009 | prm15_fix_wcost_re4_c2p1_co2_cut90p_tnt1 | 9.6631 | TRUE | 68
205010 | prm15_fix_wcost_re4_c2p1_co2_cut90p_tnt1 | 17.6999 | TRUE | 69
205011 | prm15_fix_wcost_re4_c2p1_co2_cut90p_tnt1 | 17.6574 | TRUE | 70
205012 | prm15_fix_wcost_re4_c2p1_co2_cut90p_tnt1 | 17.6606 | TRUE | 71
202501 | prm15_fix_wcost_re4_c2p1_tnt1 | 0 | FALSE | 0
202502 | prm15_fix_wcost_re4_c2p1_tnt1 | 0 | FALSE | 1
202503 | prm15_fix_wcost_re4_c2p1_tnt1 | 0 | FALSE | 2
202504 | prm15_fix_wcost_re4_c2p1_tnt1 | 0 | FALSE | 3
202505 | prm15_fix_wcost_re4_c2p1_tnt1 | 0 | FALSE | 4
202506 | prm15_fix_wcost_re4_c2p1_tnt1 | 0 | FALSE | 5
202507 | prm15_fix_wcost_re4_c2p1_tnt1 | 0 | FALSE | 6
202508 | prm15_fix_wcost_re4_c2p1_tnt1 | 0 | FALSE | 7
202509 | prm15_fix_wcost_re4_c2p1_tnt1 | 0 | FALSE | 8
202510 | prm15_fix_wcost_re4_c2p1_tnt1 | 0 | FALSE | 9
202511 | prm15_fix_wcost_re4_c2p1_tnt1 | 0 | FALSE | 10
202512 | prm15_fix_wcost_re4_c2p1_tnt1 | 0 | FALSE | 11
203001 | prm15_fix_wcost_re4_c2p1_tnt1 | 0 | FALSE | 12
203002 | prm15_fix_wcost_re4_c2p1_tnt1 | 0 | FALSE | 13
203003 | prm15_fix_wcost_re4_c2p1_tnt1 | 0 | FALSE | 14
203004 | prm15_fix_wcost_re4_c2p1_tnt1 | 0 | FALSE | 15
203005 | prm15_fix_wcost_re4_c2p1_tnt1 | 0 | FALSE | 16
203006 | prm15_fix_wcost_re4_c2p1_tnt1 | 0 | FALSE | 17
203007 | prm15_fix_wcost_re4_c2p1_tnt1 | 0 | FALSE | 18
203008 | prm15_fix_wcost_re4_c2p1_tnt1 | 0 | FALSE | 19
203009 | prm15_fix_wcost_re4_c2p1_tnt1 | 0 | FALSE | 20
203010 | prm15_fix_wcost_re4_c2p1_tnt1 | 0 | FALSE | 21
203011 | prm15_fix_wcost_re4_c2p1_tnt1 | 0 | FALSE | 22
203012 | prm15_fix_wcost_re4_c2p1_tnt1 | 0 | FALSE | 23
203501 | prm15_fix_wcost_re4_c2p1_tnt1 | 0 | FALSE | 24
203502 | prm15_fix_wcost_re4_c2p1_tnt1 | 0 | FALSE | 25
203503 | prm15_fix_wcost_re4_c2p1_tnt1 | 0 | FALSE | 26
203504 | prm15_fix_wcost_re4_c2p1_tnt1 | 0 | FALSE | 27
203505 | prm15_fix_wcost_re4_c2p1_tnt1 | 0 | FALSE | 28
203506 | prm15_fix_wcost_re4_c2p1_tnt1 | 0 | FALSE | 29
203507 | prm15_fix_wcost_re4_c2p1_tnt1 | 0 | FALSE | 30
203508 | prm15_fix_wcost_re4_c2p1_tnt1 | 0 | FALSE | 31
203509 | prm15_fix_wcost_re4_c2p1_tnt1 | 0 | FALSE | 32
203510 | prm15_fix_wcost_re4_c2p1_tnt1 | 0 | FALSE | 33
203511 | prm15_fix_wcost_re4_c2p1_tnt1 | 0 | FALSE | 34
203512 | prm15_fix_wcost_re4_c2p1_tnt1 | 0 | FALSE | 35
204001 | prm15_fix_wcost_re4_c2p1_tnt1 | 0 | FALSE | 36
204002 | prm15_fix_wcost_re4_c2p1_tnt1 | 0 | FALSE | 37
204003 | prm15_fix_wcost_re4_c2p1_tnt1 | 0 | FALSE | 38
204004 | prm15_fix_wcost_re4_c2p1_tnt1 | 0 | FALSE | 39
204005 | prm15_fix_wcost_re4_c2p1_tnt1 | 0 | FALSE | 40
204006 | prm15_fix_wcost_re4_c2p1_tnt1 | 0 | FALSE | 41
204007 | prm15_fix_wcost_re4_c2p1_tnt1 | 0 | FALSE | 42
204008 | prm15_fix_wcost_re4_c2p1_tnt1 | 0 | FALSE | 43
204009 | prm15_fix_wcost_re4_c2p1_tnt1 | 0 | FALSE | 44
204010 | prm15_fix_wcost_re4_c2p1_tnt1 | 0 | FALSE | 45
204011 | prm15_fix_wcost_re4_c2p1_tnt1 | 0 | FALSE | 46
204012 | prm15_fix_wcost_re4_c2p1_tnt1 | 0 | FALSE | 47
204501 | prm15_fix_wcost_re4_c2p1_tnt1 | 0 | FALSE | 48
204502 | prm15_fix_wcost_re4_c2p1_tnt1 | 0.10795 | FALSE | 49
204503 | prm15_fix_wcost_re4_c2p1_tnt1 | 0.0083842 | FALSE | 50
204504 | prm15_fix_wcost_re4_c2p1_tnt1 | 0.44208 | FALSE | 51
204505 | prm15_fix_wcost_re4_c2p1_tnt1 | 0.38512 | FALSE | 52
204506 | prm15_fix_wcost_re4_c2p1_tnt1 | 0.21424 | FALSE | 53
204507 | prm15_fix_wcost_re4_c2p1_tnt1 | 0.1083 | FALSE | 54
204508 | prm15_fix_wcost_re4_c2p1_tnt1 | 0 | FALSE | 55
204509 | prm15_fix_wcost_re4_c2p1_tnt1 | 0.018283 | FALSE | 56
204510 | prm15_fix_wcost_re4_c2p1_tnt1 | 0.24365 | FALSE | 57
204511 | prm15_fix_wcost_re4_c2p1_tnt1 | 0.36009 | FALSE | 58
204512 | prm15_fix_wcost_re4_c2p1_tnt1 | 0.29344 | FALSE | 59
205001 | prm15_fix_wcost_re4_c2p1_tnt1 | 0 | FALSE | 60
205002 | prm15_fix_wcost_re4_c2p1_tnt1 | 0.096743 | FALSE | 61
205003 | prm15_fix_wcost_re4_c2p1_tnt1 | 0 | FALSE | 62
205004 | prm15_fix_wcost_re4_c2p1_tnt1 | 1.3566 | FALSE | 63
205005 | prm15_fix_wcost_re4_c2p1_tnt1 | 1.4944 | FALSE | 64
205006 | prm15_fix_wcost_re4_c2p1_tnt1 | 0.64677 | FALSE | 65
205007 | prm15_fix_wcost_re4_c2p1_tnt1 | 0.27701 | FALSE | 66
205008 | prm15_fix_wcost_re4_c2p1_tnt1 | 0 | FALSE | 67
205009 | prm15_fix_wcost_re4_c2p1_tnt1 | 0.070664 | FALSE | 68
205010 | prm15_fix_wcost_re4_c2p1_tnt1 | 0.1734 | FALSE | 69
205011 | prm15_fix_wcost_re4_c2p1_tnt1 | 0.84583 | FALSE | 70
205012 | prm15_fix_wcost_re4_c2p1_tnt1 | 0.7223 | FALSE | 71
202501 | prm15_fix_wcost_re5_c2p1_co2_cut90p_tnt1 | 0 | TRUE | 0
202502 | prm15_fix_wcost_re5_c2p1_co2_cut90p_tnt1 | 0 | TRUE | 1
202503 | prm15_fix_wcost_re5_c2p1_co2_cut90p_tnt1 | 0 | TRUE | 2
202504 | prm15_fix_wcost_re5_c2p1_co2_cut90p_tnt1 | 3.6192 | TRUE | 3
202505 | prm15_fix_wcost_re5_c2p1_co2_cut90p_tnt1 | 0 | TRUE | 4
202506 | prm15_fix_wcost_re5_c2p1_co2_cut90p_tnt1 | 0 | TRUE | 5
202507 | prm15_fix_wcost_re5_c2p1_co2_cut90p_tnt1 | 0 | TRUE | 6
202508 | prm15_fix_wcost_re5_c2p1_co2_cut90p_tnt1 | 0 | TRUE | 7
202509 | prm15_fix_wcost_re5_c2p1_co2_cut90p_tnt1 | 0 | TRUE | 8
202510 | prm15_fix_wcost_re5_c2p1_co2_cut90p_tnt1 | 0 | TRUE | 9
202511 | prm15_fix_wcost_re5_c2p1_co2_cut90p_tnt1 | 0 | TRUE | 10
202512 | prm15_fix_wcost_re5_c2p1_co2_cut90p_tnt1 | 0 | TRUE | 11
203001 | prm15_fix_wcost_re5_c2p1_co2_cut90p_tnt1 | 0 | TRUE | 12
203002 | prm15_fix_wcost_re5_c2p1_co2_cut90p_tnt1 | 0 | TRUE | 13
203003 | prm15_fix_wcost_re5_c2p1_co2_cut90p_tnt1 | 0 | TRUE | 14
203004 | prm15_fix_wcost_re5_c2p1_co2_cut90p_tnt1 | 4.4467 | TRUE | 15
203005 | prm15_fix_wcost_re5_c2p1_co2_cut90p_tnt1 | 0 | TRUE | 16
203006 | prm15_fix_wcost_re5_c2p1_co2_cut90p_tnt1 | 0 | TRUE | 17
203007 | prm15_fix_wcost_re5_c2p1_co2_cut90p_tnt1 | 0 | TRUE | 18
203008 | prm15_fix_wcost_re5_c2p1_co2_cut90p_tnt1 | 0 | TRUE | 19
203009 | prm15_fix_wcost_re5_c2p1_co2_cut90p_tnt1 | 0 | TRUE | 20
203010 | prm15_fix_wcost_re5_c2p1_co2_cut90p_tnt1 | 0 | TRUE | 21
203011 | prm15_fix_wcost_re5_c2p1_co2_cut90p_tnt1 | 0 | TRUE | 22
203012 | prm15_fix_wcost_re5_c2p1_co2_cut90p_tnt1 | 0 | TRUE | 23
203501 | prm15_fix_wcost_re5_c2p1_co2_cut90p_tnt1 | 0.58915 | TRUE | 24
203502 | prm15_fix_wcost_re5_c2p1_co2_cut90p_tnt1 | 0 | TRUE | 25
203503 | prm15_fix_wcost_re5_c2p1_co2_cut90p_tnt1 | 0 | TRUE | 26
203504 | prm15_fix_wcost_re5_c2p1_co2_cut90p_tnt1 | 11.744 | TRUE | 27
203505 | prm15_fix_wcost_re5_c2p1_co2_cut90p_tnt1 | 1.4828 | TRUE | 28
203506 | prm15_fix_wcost_re5_c2p1_co2_cut90p_tnt1 | 0 | TRUE | 29
203507 | prm15_fix_wcost_re5_c2p1_co2_cut90p_tnt1 | 0 | TRUE | 30
203508 | prm15_fix_wcost_re5_c2p1_co2_cut90p_tnt1 | 0 | TRUE | 31
203509 | prm15_fix_wcost_re5_c2p1_co2_cut90p_tnt1 | 0 | TRUE | 32
203510 | prm15_fix_wcost_re5_c2p1_co2_cut90p_tnt1 | 0 | TRUE | 33
203511 | prm15_fix_wcost_re5_c2p1_co2_cut90p_tnt1 | 0.16851 | TRUE | 34
203512 | prm15_fix_wcost_re5_c2p1_co2_cut90p_tnt1 | 0 | TRUE | 35
204001 | prm15_fix_wcost_re5_c2p1_co2_cut90p_tnt1 | 3.1745 | TRUE | 36
204002 | prm15_fix_wcost_re5_c2p1_co2_cut90p_tnt1 | 0.18838 | TRUE | 37
204003 | prm15_fix_wcost_re5_c2p1_co2_cut90p_tnt1 | 0.21757 | TRUE | 38
204004 | prm15_fix_wcost_re5_c2p1_co2_cut90p_tnt1 | 17.0705 | TRUE | 39
204005 | prm15_fix_wcost_re5_c2p1_co2_cut90p_tnt1 | 5.6242 | TRUE | 40
204006 | prm15_fix_wcost_re5_c2p1_co2_cut90p_tnt1 | 0.13071 | TRUE | 41
204007 | prm15_fix_wcost_re5_c2p1_co2_cut90p_tnt1 | 0.14491 | TRUE | 42
204008 | prm15_fix_wcost_re5_c2p1_co2_cut90p_tnt1 | 2.0433 | TRUE | 43
204009 | prm15_fix_wcost_re5_c2p1_co2_cut90p_tnt1 | 0.15097 | TRUE | 44
204010 | prm15_fix_wcost_re5_c2p1_co2_cut90p_tnt1 | 1.7282 | TRUE | 45
204011 | prm15_fix_wcost_re5_c2p1_co2_cut90p_tnt1 | 3.0915 | TRUE | 46
204012 | prm15_fix_wcost_re5_c2p1_co2_cut90p_tnt1 | 2.3866 | TRUE | 47
204501 | prm15_fix_wcost_re5_c2p1_co2_cut90p_tnt1 | 7.9165 | TRUE | 48
204502 | prm15_fix_wcost_re5_c2p1_co2_cut90p_tnt1 | 4.3785 | TRUE | 49
204503 | prm15_fix_wcost_re5_c2p1_co2_cut90p_tnt1 | 1.7305 | TRUE | 50
204504 | prm15_fix_wcost_re5_c2p1_co2_cut90p_tnt1 | 24.0564 | TRUE | 51
204505 | prm15_fix_wcost_re5_c2p1_co2_cut90p_tnt1 | 13.4763 | TRUE | 52
204506 | prm15_fix_wcost_re5_c2p1_co2_cut90p_tnt1 | 8.3871 | TRUE | 53
204507 | prm15_fix_wcost_re5_c2p1_co2_cut90p_tnt1 | 3.1564 | TRUE | 54
204508 | prm15_fix_wcost_re5_c2p1_co2_cut90p_tnt1 | 8.5449 | TRUE | 55
204509 | prm15_fix_wcost_re5_c2p1_co2_cut90p_tnt1 | 2.9638 | TRUE | 56
204510 | prm15_fix_wcost_re5_c2p1_co2_cut90p_tnt1 | 8.433 | TRUE | 57
204511 | prm15_fix_wcost_re5_c2p1_co2_cut90p_tnt1 | 9.5173 | TRUE | 58
204512 | prm15_fix_wcost_re5_c2p1_co2_cut90p_tnt1 | 8.8649 | TRUE | 59
205001 | prm15_fix_wcost_re5_c2p1_co2_cut90p_tnt1 | 15.6647 | TRUE | 60
205002 | prm15_fix_wcost_re5_c2p1_co2_cut90p_tnt1 | 11.9609 | TRUE | 61
205003 | prm15_fix_wcost_re5_c2p1_co2_cut90p_tnt1 | 0.88198 | TRUE | 62
205004 | prm15_fix_wcost_re5_c2p1_co2_cut90p_tnt1 | 29.1126 | TRUE | 63
205005 | prm15_fix_wcost_re5_c2p1_co2_cut90p_tnt1 | 21.0171 | TRUE | 64
205006 | prm15_fix_wcost_re5_c2p1_co2_cut90p_tnt1 | 17.2687 | TRUE | 65
205007 | prm15_fix_wcost_re5_c2p1_co2_cut90p_tnt1 | 2.4804 | TRUE | 66
205008 | prm15_fix_wcost_re5_c2p1_co2_cut90p_tnt1 | 18.1585 | TRUE | 67
205009 | prm15_fix_wcost_re5_c2p1_co2_cut90p_tnt1 | 6.8354 | TRUE | 68
205010 | prm15_fix_wcost_re5_c2p1_co2_cut90p_tnt1 | 14.9302 | TRUE | 69
205011 | prm15_fix_wcost_re5_c2p1_co2_cut90p_tnt1 | 15.3133 | TRUE | 70
205012 | prm15_fix_wcost_re5_c2p1_co2_cut90p_tnt1 | 16.9144 | TRUE | 71
202501 | prm15_fix_wcost_re5_c2p1_tnt1 | 0 | FALSE | 0
202502 | prm15_fix_wcost_re5_c2p1_tnt1 | 0 | FALSE | 1
202503 | prm15_fix_wcost_re5_c2p1_tnt1 | 0 | FALSE | 2
202504 | prm15_fix_wcost_re5_c2p1_tnt1 | 0 | FALSE | 3
202505 | prm15_fix_wcost_re5_c2p1_tnt1 | 0 | FALSE | 4
202506 | prm15_fix_wcost_re5_c2p1_tnt1 | 0 | FALSE | 5
202507 | prm15_fix_wcost_re5_c2p1_tnt1 | 0 | FALSE | 6
202508 | prm15_fix_wcost_re5_c2p1_tnt1 | 0 | FALSE | 7
202509 | prm15_fix_wcost_re5_c2p1_tnt1 | 0 | FALSE | 8
202510 | prm15_fix_wcost_re5_c2p1_tnt1 | 0 | FALSE | 9
202511 | prm15_fix_wcost_re5_c2p1_tnt1 | 0 | FALSE | 10
202512 | prm15_fix_wcost_re5_c2p1_tnt1 | 0 | FALSE | 11
203001 | prm15_fix_wcost_re5_c2p1_tnt1 | 0 | FALSE | 12
203002 | prm15_fix_wcost_re5_c2p1_tnt1 | 0 | FALSE | 13
203003 | prm15_fix_wcost_re5_c2p1_tnt1 | 0 | FALSE | 14
203004 | prm15_fix_wcost_re5_c2p1_tnt1 | 0 | FALSE | 15
203005 | prm15_fix_wcost_re5_c2p1_tnt1 | 0 | FALSE | 16
203006 | prm15_fix_wcost_re5_c2p1_tnt1 | 0 | FALSE | 17
203007 | prm15_fix_wcost_re5_c2p1_tnt1 | 0 | FALSE | 18
203008 | prm15_fix_wcost_re5_c2p1_tnt1 | 0 | FALSE | 19
203009 | prm15_fix_wcost_re5_c2p1_tnt1 | 0 | FALSE | 20
203010 | prm15_fix_wcost_re5_c2p1_tnt1 | 0 | FALSE | 21
203011 | prm15_fix_wcost_re5_c2p1_tnt1 | 0 | FALSE | 22
203012 | prm15_fix_wcost_re5_c2p1_tnt1 | 0 | FALSE | 23
203501 | prm15_fix_wcost_re5_c2p1_tnt1 | 0 | FALSE | 24
203502 | prm15_fix_wcost_re5_c2p1_tnt1 | 0 | FALSE | 25
203503 | prm15_fix_wcost_re5_c2p1_tnt1 | 0 | FALSE | 26
203504 | prm15_fix_wcost_re5_c2p1_tnt1 | 0 | FALSE | 27
203505 | prm15_fix_wcost_re5_c2p1_tnt1 | 0 | FALSE | 28
203506 | prm15_fix_wcost_re5_c2p1_tnt1 | 0 | FALSE | 29
203507 | prm15_fix_wcost_re5_c2p1_tnt1 | 0 | FALSE | 30
203508 | prm15_fix_wcost_re5_c2p1_tnt1 | 0 | FALSE | 31
203509 | prm15_fix_wcost_re5_c2p1_tnt1 | 0 | FALSE | 32
203510 | prm15_fix_wcost_re5_c2p1_tnt1 | 0 | FALSE | 33
203511 | prm15_fix_wcost_re5_c2p1_tnt1 | 0 | FALSE | 34
203512 | prm15_fix_wcost_re5_c2p1_tnt1 | 0 | FALSE | 35
204001 | prm15_fix_wcost_re5_c2p1_tnt1 | 0 | FALSE | 36
204002 | prm15_fix_wcost_re5_c2p1_tnt1 | 0 | FALSE | 37
204003 | prm15_fix_wcost_re5_c2p1_tnt1 | 0 | FALSE | 38
204004 | prm15_fix_wcost_re5_c2p1_tnt1 | 0 | FALSE | 39
204005 | prm15_fix_wcost_re5_c2p1_tnt1 | 0 | FALSE | 40
204006 | prm15_fix_wcost_re5_c2p1_tnt1 | 0 | FALSE | 41
204007 | prm15_fix_wcost_re5_c2p1_tnt1 | 0 | FALSE | 42
204008 | prm15_fix_wcost_re5_c2p1_tnt1 | 0 | FALSE | 43
204009 | prm15_fix_wcost_re5_c2p1_tnt1 | 0 | FALSE | 44
204010 | prm15_fix_wcost_re5_c2p1_tnt1 | 0 | FALSE | 45
204011 | prm15_fix_wcost_re5_c2p1_tnt1 | 0 | FALSE | 46
204012 | prm15_fix_wcost_re5_c2p1_tnt1 | 0 | FALSE | 47
204501 | prm15_fix_wcost_re5_c2p1_tnt1 | 0 | FALSE | 48
204502 | prm15_fix_wcost_re5_c2p1_tnt1 | 0.041321 | FALSE | 49
204503 | prm15_fix_wcost_re5_c2p1_tnt1 | 0 | FALSE | 50
204504 | prm15_fix_wcost_re5_c2p1_tnt1 | 0.33739 | FALSE | 51
204505 | prm15_fix_wcost_re5_c2p1_tnt1 | 0.29326 | FALSE | 52
204506 | prm15_fix_wcost_re5_c2p1_tnt1 | 0.14638 | FALSE | 53
204507 | prm15_fix_wcost_re5_c2p1_tnt1 | 0.054874 | FALSE | 54
204508 | prm15_fix_wcost_re5_c2p1_tnt1 | 0 | FALSE | 55
204509 | prm15_fix_wcost_re5_c2p1_tnt1 | 0.0017264 | FALSE | 56
204510 | prm15_fix_wcost_re5_c2p1_tnt1 | 0.14509 | FALSE | 57
204511 | prm15_fix_wcost_re5_c2p1_tnt1 | 0.25467 | FALSE | 58
204512 | prm15_fix_wcost_re5_c2p1_tnt1 | 0.18487 | FALSE | 59
205001 | prm15_fix_wcost_re5_c2p1_tnt1 | 0 | FALSE | 60
205002 | prm15_fix_wcost_re5_c2p1_tnt1 | 0.1109 | FALSE | 61
205003 | prm15_fix_wcost_re5_c2p1_tnt1 | 0 | FALSE | 62
205004 | prm15_fix_wcost_re5_c2p1_tnt1 | 1.5882 | FALSE | 63
205005 | prm15_fix_wcost_re5_c2p1_tnt1 | 1.6344 | FALSE | 64
205006 | prm15_fix_wcost_re5_c2p1_tnt1 | 0.85612 | FALSE | 65
205007 | prm15_fix_wcost_re5_c2p1_tnt1 | 0.37322 | FALSE | 66
205008 | prm15_fix_wcost_re5_c2p1_tnt1 | 0 | FALSE | 67
205009 | prm15_fix_wcost_re5_c2p1_tnt1 | 0.15703 | FALSE | 68
205010 | prm15_fix_wcost_re5_c2p1_tnt1 | 0.30557 | FALSE | 69
205011 | prm15_fix_wcost_re5_c2p1_tnt1 | 0.94319 | FALSE | 70
205012 | prm15_fix_wcost_re5_c2p1_tnt1 | 0.8094 | FALSE | 71
202501 | prm15_fix_wcost_re6_c2p1_co2_cut90p_tnt1 | 0 | TRUE | 0
202502 | prm15_fix_wcost_re6_c2p1_co2_cut90p_tnt1 | 0 | TRUE | 1
202503 | prm15_fix_wcost_re6_c2p1_co2_cut90p_tnt1 | 0 | TRUE | 2
202504 | prm15_fix_wcost_re6_c2p1_co2_cut90p_tnt1 | 0 | TRUE | 3
202505 | prm15_fix_wcost_re6_c2p1_co2_cut90p_tnt1 | 0 | TRUE | 4
202506 | prm15_fix_wcost_re6_c2p1_co2_cut90p_tnt1 | 0 | TRUE | 5
202507 | prm15_fix_wcost_re6_c2p1_co2_cut90p_tnt1 | 0 | TRUE | 6
202508 | prm15_fix_wcost_re6_c2p1_co2_cut90p_tnt1 | 0 | TRUE | 7
202509 | prm15_fix_wcost_re6_c2p1_co2_cut90p_tnt1 | 0 | TRUE | 8
202510 | prm15_fix_wcost_re6_c2p1_co2_cut90p_tnt1 | 0 | TRUE | 9
202511 | prm15_fix_wcost_re6_c2p1_co2_cut90p_tnt1 | 0 | TRUE | 10
202512 | prm15_fix_wcost_re6_c2p1_co2_cut90p_tnt1 | 0 | TRUE | 11
203001 | prm15_fix_wcost_re6_c2p1_co2_cut90p_tnt1 | 0 | TRUE | 12
203002 | prm15_fix_wcost_re6_c2p1_co2_cut90p_tnt1 | 0 | TRUE | 13
203003 | prm15_fix_wcost_re6_c2p1_co2_cut90p_tnt1 | 0 | TRUE | 14
203004 | prm15_fix_wcost_re6_c2p1_co2_cut90p_tnt1 | 0 | TRUE | 15
203005 | prm15_fix_wcost_re6_c2p1_co2_cut90p_tnt1 | 0 | TRUE | 16
203006 | prm15_fix_wcost_re6_c2p1_co2_cut90p_tnt1 | 0 | TRUE | 17
203007 | prm15_fix_wcost_re6_c2p1_co2_cut90p_tnt1 | 0 | TRUE | 18
203008 | prm15_fix_wcost_re6_c2p1_co2_cut90p_tnt1 | 0 | TRUE | 19
203009 | prm15_fix_wcost_re6_c2p1_co2_cut90p_tnt1 | 0 | TRUE | 20
203010 | prm15_fix_wcost_re6_c2p1_co2_cut90p_tnt1 | 0 | TRUE | 21
203011 | prm15_fix_wcost_re6_c2p1_co2_cut90p_tnt1 | 0 | TRUE | 22
203012 | prm15_fix_wcost_re6_c2p1_co2_cut90p_tnt1 | 0 | TRUE | 23
203501 | prm15_fix_wcost_re6_c2p1_co2_cut90p_tnt1 | 0.00030916 | TRUE | 24
203502 | prm15_fix_wcost_re6_c2p1_co2_cut90p_tnt1 | 0 | TRUE | 25
203503 | prm15_fix_wcost_re6_c2p1_co2_cut90p_tnt1 | 0 | TRUE | 26
203504 | prm15_fix_wcost_re6_c2p1_co2_cut90p_tnt1 | 0.11126 | TRUE | 27
203505 | prm15_fix_wcost_re6_c2p1_co2_cut90p_tnt1 | 0 | TRUE | 28
203506 | prm15_fix_wcost_re6_c2p1_co2_cut90p_tnt1 | 0 | TRUE | 29
203507 | prm15_fix_wcost_re6_c2p1_co2_cut90p_tnt1 | 0 | TRUE | 30
203508 | prm15_fix_wcost_re6_c2p1_co2_cut90p_tnt1 | 0 | TRUE | 31
203509 | prm15_fix_wcost_re6_c2p1_co2_cut90p_tnt1 | 0 | TRUE | 32
203510 | prm15_fix_wcost_re6_c2p1_co2_cut90p_tnt1 | 0 | TRUE | 33
203511 | prm15_fix_wcost_re6_c2p1_co2_cut90p_tnt1 | 0 | TRUE | 34
203512 | prm15_fix_wcost_re6_c2p1_co2_cut90p_tnt1 | 0 | TRUE | 35
204001 | prm15_fix_wcost_re6_c2p1_co2_cut90p_tnt1 | 0.51491 | TRUE | 36
204002 | prm15_fix_wcost_re6_c2p1_co2_cut90p_tnt1 | 0.010881 | TRUE | 37
204003 | prm15_fix_wcost_re6_c2p1_co2_cut90p_tnt1 | 0 | TRUE | 38
204004 | prm15_fix_wcost_re6_c2p1_co2_cut90p_tnt1 | 0.93875 | TRUE | 39
204005 | prm15_fix_wcost_re6_c2p1_co2_cut90p_tnt1 | 0.59314 | TRUE | 40
204006 | prm15_fix_wcost_re6_c2p1_co2_cut90p_tnt1 | 0 | TRUE | 41
204007 | prm15_fix_wcost_re6_c2p1_co2_cut90p_tnt1 | 0 | TRUE | 42
204008 | prm15_fix_wcost_re6_c2p1_co2_cut90p_tnt1 | 0.75857 | TRUE | 43
204009 | prm15_fix_wcost_re6_c2p1_co2_cut90p_tnt1 | 0 | TRUE | 44
204010 | prm15_fix_wcost_re6_c2p1_co2_cut90p_tnt1 | 0.47005 | TRUE | 45
204011 | prm15_fix_wcost_re6_c2p1_co2_cut90p_tnt1 | 0.40895 | TRUE | 46
204012 | prm15_fix_wcost_re6_c2p1_co2_cut90p_tnt1 | 0.31883 | TRUE | 47
204501 | prm15_fix_wcost_re6_c2p1_co2_cut90p_tnt1 | 3.0543 | TRUE | 48
204502 | prm15_fix_wcost_re6_c2p1_co2_cut90p_tnt1 | 2.0339 | TRUE | 49
204503 | prm15_fix_wcost_re6_c2p1_co2_cut90p_tnt1 | 0.76523 | TRUE | 50
204504 | prm15_fix_wcost_re6_c2p1_co2_cut90p_tnt1 | 4.3577 | TRUE | 51
204505 | prm15_fix_wcost_re6_c2p1_co2_cut90p_tnt1 | 3.8924 | TRUE | 52
204506 | prm15_fix_wcost_re6_c2p1_co2_cut90p_tnt1 | 1.9064 | TRUE | 53
204507 | prm15_fix_wcost_re6_c2p1_co2_cut90p_tnt1 | 1.7656 | TRUE | 54
204508 | prm15_fix_wcost_re6_c2p1_co2_cut90p_tnt1 | 4.5933 | TRUE | 55
204509 | prm15_fix_wcost_re6_c2p1_co2_cut90p_tnt1 | 1.5285 | TRUE | 56
204510 | prm15_fix_wcost_re6_c2p1_co2_cut90p_tnt1 | 4.4396 | TRUE | 57
204511 | prm15_fix_wcost_re6_c2p1_co2_cut90p_tnt1 | 4.3788 | TRUE | 58
204512 | prm15_fix_wcost_re6_c2p1_co2_cut90p_tnt1 | 3.8257 | TRUE | 59
205001 | prm15_fix_wcost_re6_c2p1_co2_cut90p_tnt1 | 12.7047 | TRUE | 60
205002 | prm15_fix_wcost_re6_c2p1_co2_cut90p_tnt1 | 7.8659 | TRUE | 61
205003 | prm15_fix_wcost_re6_c2p1_co2_cut90p_tnt1 | 2.7581 | TRUE | 62
205004 | prm15_fix_wcost_re6_c2p1_co2_cut90p_tnt1 | 13.9563 | TRUE | 63
205005 | prm15_fix_wcost_re6_c2p1_co2_cut90p_tnt1 | 13.3857 | TRUE | 64
205006 | prm15_fix_wcost_re6_c2p1_co2_cut90p_tnt1 | 9.1419 | TRUE | 65
205007 | prm15_fix_wcost_re6_c2p1_co2_cut90p_tnt1 | 5.726 | TRUE | 66
205008 | prm15_fix_wcost_re6_c2p1_co2_cut90p_tnt1 | 16.3968 | TRUE | 67
205009 | prm15_fix_wcost_re6_c2p1_co2_cut90p_tnt1 | 7.5554 | TRUE | 68
205010 | prm15_fix_wcost_re6_c2p1_co2_cut90p_tnt1 | 14.6778 | TRUE | 69
205011 | prm15_fix_wcost_re6_c2p1_co2_cut90p_tnt1 | 14.9075 | TRUE | 70
205012 | prm15_fix_wcost_re6_c2p1_co2_cut90p_tnt1 | 14.5247 | TRUE | 71
202501 | prm15_fix_wcost_re6_c2p1_tnt1 | 0 | FALSE | 0
202502 | prm15_fix_wcost_re6_c2p1_tnt1 | 0 | FALSE | 1
202503 | prm15_fix_wcost_re6_c2p1_tnt1 | 0 | FALSE | 2
202504 | prm15_fix_wcost_re6_c2p1_tnt1 | 0 | FALSE | 3
202505 | prm15_fix_wcost_re6_c2p1_tnt1 | 0 | FALSE | 4
202506 | prm15_fix_wcost_re6_c2p1_tnt1 | 0 | FALSE | 5
202507 | prm15_fix_wcost_re6_c2p1_tnt1 | 0 | FALSE | 6
202508 | prm15_fix_wcost_re6_c2p1_tnt1 | 0 | FALSE | 7
202509 | prm15_fix_wcost_re6_c2p1_tnt1 | 0 | FALSE | 8
202510 | prm15_fix_wcost_re6_c2p1_tnt1 | 0 | FALSE | 9
202511 | prm15_fix_wcost_re6_c2p1_tnt1 | 0 | FALSE | 10
202512 | prm15_fix_wcost_re6_c2p1_tnt1 | 0 | FALSE | 11
203001 | prm15_fix_wcost_re6_c2p1_tnt1 | 0 | FALSE | 12
203002 | prm15_fix_wcost_re6_c2p1_tnt1 | 0 | FALSE | 13
203003 | prm15_fix_wcost_re6_c2p1_tnt1 | 0 | FALSE | 14
203004 | prm15_fix_wcost_re6_c2p1_tnt1 | 0 | FALSE | 15
203005 | prm15_fix_wcost_re6_c2p1_tnt1 | 0 | FALSE | 16
203006 | prm15_fix_wcost_re6_c2p1_tnt1 | 0 | FALSE | 17
203007 | prm15_fix_wcost_re6_c2p1_tnt1 | 0 | FALSE | 18
203008 | prm15_fix_wcost_re6_c2p1_tnt1 | 0 | FALSE | 19
203009 | prm15_fix_wcost_re6_c2p1_tnt1 | 0 | FALSE | 20
203010 | prm15_fix_wcost_re6_c2p1_tnt1 | 0 | FALSE | 21
203011 | prm15_fix_wcost_re6_c2p1_tnt1 | 0 | FALSE | 22
203012 | prm15_fix_wcost_re6_c2p1_tnt1 | 0 | FALSE | 23
203501 | prm15_fix_wcost_re6_c2p1_tnt1 | 0 | FALSE | 24
203502 | prm15_fix_wcost_re6_c2p1_tnt1 | 0 | FALSE | 25
203503 | prm15_fix_wcost_re6_c2p1_tnt1 | 0 | FALSE | 26
203504 | prm15_fix_wcost_re6_c2p1_tnt1 | 0 | FALSE | 27
203505 | prm15_fix_wcost_re6_c2p1_tnt1 | 0 | FALSE | 28
203506 | prm15_fix_wcost_re6_c2p1_tnt1 | 0 | FALSE | 29
203507 | prm15_fix_wcost_re6_c2p1_tnt1 | 0 | FALSE | 30
203508 | prm15_fix_wcost_re6_c2p1_tnt1 | 0 | FALSE | 31
203509 | prm15_fix_wcost_re6_c2p1_tnt1 | 0 | FALSE | 32
203510 | prm15_fix_wcost_re6_c2p1_tnt1 | 0 | FALSE | 33
203511 | prm15_fix_wcost_re6_c2p1_tnt1 | 0 | FALSE | 34
203512 | prm15_fix_wcost_re6_c2p1_tnt1 | 0 | FALSE | 35
204001 | prm15_fix_wcost_re6_c2p1_tnt1 | 0 | FALSE | 36
204002 | prm15_fix_wcost_re6_c2p1_tnt1 | 0 | FALSE | 37
204003 | prm15_fix_wcost_re6_c2p1_tnt1 | 0 | FALSE | 38
204004 | prm15_fix_wcost_re6_c2p1_tnt1 | 0.0015952 | FALSE | 39
204005 | prm15_fix_wcost_re6_c2p1_tnt1 | 0 | FALSE | 40
204006 | prm15_fix_wcost_re6_c2p1_tnt1 | 0 | FALSE | 41
204007 | prm15_fix_wcost_re6_c2p1_tnt1 | 0 | FALSE | 42
204008 | prm15_fix_wcost_re6_c2p1_tnt1 | 0 | FALSE | 43
204009 | prm15_fix_wcost_re6_c2p1_tnt1 | 0 | FALSE | 44
204010 | prm15_fix_wcost_re6_c2p1_tnt1 | 0 | FALSE | 45
204011 | prm15_fix_wcost_re6_c2p1_tnt1 | 0 | FALSE | 46
204012 | prm15_fix_wcost_re6_c2p1_tnt1 | 0 | FALSE | 47
204501 | prm15_fix_wcost_re6_c2p1_tnt1 | 0 | FALSE | 48
204502 | prm15_fix_wcost_re6_c2p1_tnt1 | 0.0088937 | FALSE | 49
204503 | prm15_fix_wcost_re6_c2p1_tnt1 | 0 | FALSE | 50
204504 | prm15_fix_wcost_re6_c2p1_tnt1 | 0.27165 | FALSE | 51
204505 | prm15_fix_wcost_re6_c2p1_tnt1 | 0.21425 | FALSE | 52
204506 | prm15_fix_wcost_re6_c2p1_tnt1 | 0.088818 | FALSE | 53
204507 | prm15_fix_wcost_re6_c2p1_tnt1 | 0.024796 | FALSE | 54
204508 | prm15_fix_wcost_re6_c2p1_tnt1 | 0 | FALSE | 55
204509 | prm15_fix_wcost_re6_c2p1_tnt1 | 0 | FALSE | 56
204510 | prm15_fix_wcost_re6_c2p1_tnt1 | 0.063712 | FALSE | 57
204511 | prm15_fix_wcost_re6_c2p1_tnt1 | 0.16628 | FALSE | 58
204512 | prm15_fix_wcost_re6_c2p1_tnt1 | 0.10845 | FALSE | 59
205001 | prm15_fix_wcost_re6_c2p1_tnt1 | 0 | FALSE | 60
205002 | prm15_fix_wcost_re6_c2p1_tnt1 | 0.1782 | FALSE | 61
205003 | prm15_fix_wcost_re6_c2p1_tnt1 | 0 | FALSE | 62
205004 | prm15_fix_wcost_re6_c2p1_tnt1 | 1.878 | FALSE | 63
205005 | prm15_fix_wcost_re6_c2p1_tnt1 | 1.9363 | FALSE | 64
205006 | prm15_fix_wcost_re6_c2p1_tnt1 | 1.1379 | FALSE | 65
205007 | prm15_fix_wcost_re6_c2p1_tnt1 | 0.51691 | FALSE | 66
205008 | prm15_fix_wcost_re6_c2p1_tnt1 | 0 | FALSE | 67
205009 | prm15_fix_wcost_re6_c2p1_tnt1 | 0.28357 | FALSE | 68
205010 | prm15_fix_wcost_re6_c2p1_tnt1 | 0.47118 | FALSE | 69
205011 | prm15_fix_wcost_re6_c2p1_tnt1 | 1.123 | FALSE | 70
205012 | prm15_fix_wcost_re6_c2p1_tnt1 | 0.95555 | FALSE | 71
202501 | prm15_fix_wcost_re7_c2p1_co2_cut90p_tnt1 | 0 | TRUE | 0
202502 | prm15_fix_wcost_re7_c2p1_co2_cut90p_tnt1 | 0 | TRUE | 1
202503 | prm15_fix_wcost_re7_c2p1_co2_cut90p_tnt1 | 0 | TRUE | 2
202504 | prm15_fix_wcost_re7_c2p1_co2_cut90p_tnt1 | 0.009726 | TRUE | 3
202505 | prm15_fix_wcost_re7_c2p1_co2_cut90p_tnt1 | 0 | TRUE | 4
202506 | prm15_fix_wcost_re7_c2p1_co2_cut90p_tnt1 | 0 | TRUE | 5
202507 | prm15_fix_wcost_re7_c2p1_co2_cut90p_tnt1 | 0 | TRUE | 6
202508 | prm15_fix_wcost_re7_c2p1_co2_cut90p_tnt1 | 0 | TRUE | 7
202509 | prm15_fix_wcost_re7_c2p1_co2_cut90p_tnt1 | 0 | TRUE | 8
202510 | prm15_fix_wcost_re7_c2p1_co2_cut90p_tnt1 | 0 | TRUE | 9
202511 | prm15_fix_wcost_re7_c2p1_co2_cut90p_tnt1 | 0 | TRUE | 10
202512 | prm15_fix_wcost_re7_c2p1_co2_cut90p_tnt1 | 0 | TRUE | 11
203001 | prm15_fix_wcost_re7_c2p1_co2_cut90p_tnt1 | 0 | TRUE | 12
203002 | prm15_fix_wcost_re7_c2p1_co2_cut90p_tnt1 | 0 | TRUE | 13
203003 | prm15_fix_wcost_re7_c2p1_co2_cut90p_tnt1 | 0 | TRUE | 14
203004 | prm15_fix_wcost_re7_c2p1_co2_cut90p_tnt1 | 0 | TRUE | 15
203005 | prm15_fix_wcost_re7_c2p1_co2_cut90p_tnt1 | 0 | TRUE | 16
203006 | prm15_fix_wcost_re7_c2p1_co2_cut90p_tnt1 | 0 | TRUE | 17
203007 | prm15_fix_wcost_re7_c2p1_co2_cut90p_tnt1 | 0 | TRUE | 18
203008 | prm15_fix_wcost_re7_c2p1_co2_cut90p_tnt1 | 0 | TRUE | 19
203009 | prm15_fix_wcost_re7_c2p1_co2_cut90p_tnt1 | 0 | TRUE | 20
203010 | prm15_fix_wcost_re7_c2p1_co2_cut90p_tnt1 | 0 | TRUE | 21
203011 | prm15_fix_wcost_re7_c2p1_co2_cut90p_tnt1 | 0 | TRUE | 22
203012 | prm15_fix_wcost_re7_c2p1_co2_cut90p_tnt1 | 0 | TRUE | 23
203501 | prm15_fix_wcost_re7_c2p1_co2_cut90p_tnt1 | 0 | TRUE | 24
203502 | prm15_fix_wcost_re7_c2p1_co2_cut90p_tnt1 | 0 | TRUE | 25
203503 | prm15_fix_wcost_re7_c2p1_co2_cut90p_tnt1 | 0 | TRUE | 26
203504 | prm15_fix_wcost_re7_c2p1_co2_cut90p_tnt1 | 0.15234 | TRUE | 27
203505 | prm15_fix_wcost_re7_c2p1_co2_cut90p_tnt1 | 0 | TRUE | 28
203506 | prm15_fix_wcost_re7_c2p1_co2_cut90p_tnt1 | 0 | TRUE | 29
203507 | prm15_fix_wcost_re7_c2p1_co2_cut90p_tnt1 | 0 | TRUE | 30
203508 | prm15_fix_wcost_re7_c2p1_co2_cut90p_tnt1 | 0 | TRUE | 31
203509 | prm15_fix_wcost_re7_c2p1_co2_cut90p_tnt1 | 0 | TRUE | 32
203510 | prm15_fix_wcost_re7_c2p1_co2_cut90p_tnt1 | 0.0015829 | TRUE | 33
203511 | prm15_fix_wcost_re7_c2p1_co2_cut90p_tnt1 | 0 | TRUE | 34
203512 | prm15_fix_wcost_re7_c2p1_co2_cut90p_tnt1 | 0.0015975 | TRUE | 35
204001 | prm15_fix_wcost_re7_c2p1_co2_cut90p_tnt1 | 0.46246 | TRUE | 36
204002 | prm15_fix_wcost_re7_c2p1_co2_cut90p_tnt1 | 0 | TRUE | 37
204003 | prm15_fix_wcost_re7_c2p1_co2_cut90p_tnt1 | 0 | TRUE | 38
204004 | prm15_fix_wcost_re7_c2p1_co2_cut90p_tnt1 | 0.86347 | TRUE | 39
204005 | prm15_fix_wcost_re7_c2p1_co2_cut90p_tnt1 | 0.48059 | TRUE | 40
204006 | prm15_fix_wcost_re7_c2p1_co2_cut90p_tnt1 | 0 | TRUE | 41
204007 | prm15_fix_wcost_re7_c2p1_co2_cut90p_tnt1 | 0 | TRUE | 42
204008 | prm15_fix_wcost_re7_c2p1_co2_cut90p_tnt1 | 0.70511 | TRUE | 43
204009 | prm15_fix_wcost_re7_c2p1_co2_cut90p_tnt1 | 0 | TRUE | 44
204010 | prm15_fix_wcost_re7_c2p1_co2_cut90p_tnt1 | 0.43824 | TRUE | 45
204011 | prm15_fix_wcost_re7_c2p1_co2_cut90p_tnt1 | 0.41567 | TRUE | 46
204012 | prm15_fix_wcost_re7_c2p1_co2_cut90p_tnt1 | 0.27518 | TRUE | 47
204501 | prm15_fix_wcost_re7_c2p1_co2_cut90p_tnt1 | 4.0766 | TRUE | 48
204502 | prm15_fix_wcost_re7_c2p1_co2_cut90p_tnt1 | 2.2898 | TRUE | 49
204503 | prm15_fix_wcost_re7_c2p1_co2_cut90p_tnt1 | 0.95107 | TRUE | 50
204504 | prm15_fix_wcost_re7_c2p1_co2_cut90p_tnt1 | 4.9112 | TRUE | 51
204505 | prm15_fix_wcost_re7_c2p1_co2_cut90p_tnt1 | 4.3168 | TRUE | 52
204506 | prm15_fix_wcost_re7_c2p1_co2_cut90p_tnt1 | 2.3564 | TRUE | 53
204507 | prm15_fix_wcost_re7_c2p1_co2_cut90p_tnt1 | 2.1015 | TRUE | 54
204508 | prm15_fix_wcost_re7_c2p1_co2_cut90p_tnt1 | 5.7562 | TRUE | 55
204509 | prm15_fix_wcost_re7_c2p1_co2_cut90p_tnt1 | 1.7375 | TRUE | 56
204510 | prm15_fix_wcost_re7_c2p1_co2_cut90p_tnt1 | 5.351 | TRUE | 57
204511 | prm15_fix_wcost_re7_c2p1_co2_cut90p_tnt1 | 5.1224 | TRUE | 58
204512 | prm15_fix_wcost_re7_c2p1_co2_cut90p_tnt1 | 4.7479 | TRUE | 59
205001 | prm15_fix_wcost_re7_c2p1_co2_cut90p_tnt1 | 13.2817 | TRUE | 60
205002 | prm15_fix_wcost_re7_c2p1_co2_cut90p_tnt1 | 7.9769 | TRUE | 61
205003 | prm15_fix_wcost_re7_c2p1_co2_cut90p_tnt1 | 2.2578 | TRUE | 62
205004 | prm15_fix_wcost_re7_c2p1_co2_cut90p_tnt1 | 13.6994 | TRUE | 63
205005 | prm15_fix_wcost_re7_c2p1_co2_cut90p_tnt1 | 13.4422 | TRUE | 64
205006 | prm15_fix_wcost_re7_c2p1_co2_cut90p_tnt1 | 9.9653 | TRUE | 65
205007 | prm15_fix_wcost_re7_c2p1_co2_cut90p_tnt1 | 6.0551 | TRUE | 66
205008 | prm15_fix_wcost_re7_c2p1_co2_cut90p_tnt1 | 17.1528 | TRUE | 67
205009 | prm15_fix_wcost_re7_c2p1_co2_cut90p_tnt1 | 7.3928 | TRUE | 68
205010 | prm15_fix_wcost_re7_c2p1_co2_cut90p_tnt1 | 14.7438 | TRUE | 69
205011 | prm15_fix_wcost_re7_c2p1_co2_cut90p_tnt1 | 14.7301 | TRUE | 70
205012 | prm15_fix_wcost_re7_c2p1_co2_cut90p_tnt1 | 15.0136 | TRUE | 71
202501 | prm15_fix_wcost_re7_c2p1_tnt1 | 0 | FALSE | 0
202502 | prm15_fix_wcost_re7_c2p1_tnt1 | 0 | FALSE | 1
202503 | prm15_fix_wcost_re7_c2p1_tnt1 | 0 | FALSE | 2
202504 | prm15_fix_wcost_re7_c2p1_tnt1 | 0 | FALSE | 3
202505 | prm15_fix_wcost_re7_c2p1_tnt1 | 0 | FALSE | 4
202506 | prm15_fix_wcost_re7_c2p1_tnt1 | 0 | FALSE | 5
202507 | prm15_fix_wcost_re7_c2p1_tnt1 | 0 | FALSE | 6
202508 | prm15_fix_wcost_re7_c2p1_tnt1 | 0 | FALSE | 7
202509 | prm15_fix_wcost_re7_c2p1_tnt1 | 0 | FALSE | 8
202510 | prm15_fix_wcost_re7_c2p1_tnt1 | 0 | FALSE | 9
202511 | prm15_fix_wcost_re7_c2p1_tnt1 | 0 | FALSE | 10
202512 | prm15_fix_wcost_re7_c2p1_tnt1 | 0 | FALSE | 11
203001 | prm15_fix_wcost_re7_c2p1_tnt1 | 0 | FALSE | 12
203002 | prm15_fix_wcost_re7_c2p1_tnt1 | 0 | FALSE | 13
203003 | prm15_fix_wcost_re7_c2p1_tnt1 | 0 | FALSE | 14
203004 | prm15_fix_wcost_re7_c2p1_tnt1 | 0 | FALSE | 15
203005 | prm15_fix_wcost_re7_c2p1_tnt1 | 0 | FALSE | 16
203006 | prm15_fix_wcost_re7_c2p1_tnt1 | 0 | FALSE | 17
203007 | prm15_fix_wcost_re7_c2p1_tnt1 | 0 | FALSE | 18
203008 | prm15_fix_wcost_re7_c2p1_tnt1 | 0 | FALSE | 19
203009 | prm15_fix_wcost_re7_c2p1_tnt1 | 0 | FALSE | 20
203010 | prm15_fix_wcost_re7_c2p1_tnt1 | 0 | FALSE | 21
203011 | prm15_fix_wcost_re7_c2p1_tnt1 | 0 | FALSE | 22
203012 | prm15_fix_wcost_re7_c2p1_tnt1 | 0 | FALSE | 23
203501 | prm15_fix_wcost_re7_c2p1_tnt1 | 0 | FALSE | 24
203502 | prm15_fix_wcost_re7_c2p1_tnt1 | 0 | FALSE | 25
203503 | prm15_fix_wcost_re7_c2p1_tnt1 | 0 | FALSE | 26
203504 | prm15_fix_wcost_re7_c2p1_tnt1 | 0 | FALSE | 27
203505 | prm15_fix_wcost_re7_c2p1_tnt1 | 0 | FALSE | 28
203506 | prm15_fix_wcost_re7_c2p1_tnt1 | 0 | FALSE | 29
203507 | prm15_fix_wcost_re7_c2p1_tnt1 | 0 | FALSE | 30
203508 | prm15_fix_wcost_re7_c2p1_tnt1 | 0 | FALSE | 31
203509 | prm15_fix_wcost_re7_c2p1_tnt1 | 0 | FALSE | 32
203510 | prm15_fix_wcost_re7_c2p1_tnt1 | 0 | FALSE | 33
203511 | prm15_fix_wcost_re7_c2p1_tnt1 | 0 | FALSE | 34
203512 | prm15_fix_wcost_re7_c2p1_tnt1 | 0 | FALSE | 35
204001 | prm15_fix_wcost_re7_c2p1_tnt1 | 0 | FALSE | 36
204002 | prm15_fix_wcost_re7_c2p1_tnt1 | 0 | FALSE | 37
204003 | prm15_fix_wcost_re7_c2p1_tnt1 | 0 | FALSE | 38
204004 | prm15_fix_wcost_re7_c2p1_tnt1 | 0 | FALSE | 39
204005 | prm15_fix_wcost_re7_c2p1_tnt1 | 0 | FALSE | 40
204006 | prm15_fix_wcost_re7_c2p1_tnt1 | 0 | FALSE | 41
204007 | prm15_fix_wcost_re7_c2p1_tnt1 | 0 | FALSE | 42
204008 | prm15_fix_wcost_re7_c2p1_tnt1 | 0 | FALSE | 43
204009 | prm15_fix_wcost_re7_c2p1_tnt1 | 0 | FALSE | 44
204010 | prm15_fix_wcost_re7_c2p1_tnt1 | 0 | FALSE | 45
204011 | prm15_fix_wcost_re7_c2p1_tnt1 | 0 | FALSE | 46
204012 | prm15_fix_wcost_re7_c2p1_tnt1 | 0 | FALSE | 47
204501 | prm15_fix_wcost_re7_c2p1_tnt1 | 0 | FALSE | 48
204502 | prm15_fix_wcost_re7_c2p1_tnt1 | 0.020619 | FALSE | 49
204503 | prm15_fix_wcost_re7_c2p1_tnt1 | 0 | FALSE | 50
204504 | prm15_fix_wcost_re7_c2p1_tnt1 | 0.31315 | FALSE | 51
204505 | prm15_fix_wcost_re7_c2p1_tnt1 | 0.24635 | FALSE | 52
204506 | prm15_fix_wcost_re7_c2p1_tnt1 | 0.11089 | FALSE | 53
204507 | prm15_fix_wcost_re7_c2p1_tnt1 | 0.034401 | FALSE | 54
204508 | prm15_fix_wcost_re7_c2p1_tnt1 | 0 | FALSE | 55
204509 | prm15_fix_wcost_re7_c2p1_tnt1 | 0 | FALSE | 56
204510 | prm15_fix_wcost_re7_c2p1_tnt1 | 0.06683 | FALSE | 57
204511 | prm15_fix_wcost_re7_c2p1_tnt1 | 0.20174 | FALSE | 58
204512 | prm15_fix_wcost_re7_c2p1_tnt1 | 0.13482 | FALSE | 59
205001 | prm15_fix_wcost_re7_c2p1_tnt1 | 0 | FALSE | 60
205002 | prm15_fix_wcost_re7_c2p1_tnt1 | 0.17733 | FALSE | 61
205003 | prm15_fix_wcost_re7_c2p1_tnt1 | 0 | FALSE | 62
205004 | prm15_fix_wcost_re7_c2p1_tnt1 | 1.6969 | FALSE | 63
205005 | prm15_fix_wcost_re7_c2p1_tnt1 | 1.848 | FALSE | 64
205006 | prm15_fix_wcost_re7_c2p1_tnt1 | 0.98298 | FALSE | 65
205007 | prm15_fix_wcost_re7_c2p1_tnt1 | 0.45037 | FALSE | 66
205008 | prm15_fix_wcost_re7_c2p1_tnt1 | 0 | FALSE | 67
205009 | prm15_fix_wcost_re7_c2p1_tnt1 | 0.22135 | FALSE | 68
205010 | prm15_fix_wcost_re7_c2p1_tnt1 | 0.40149 | FALSE | 69
205011 | prm15_fix_wcost_re7_c2p1_tnt1 | 1.0488 | FALSE | 70
205012 | prm15_fix_wcost_re7_c2p1_tnt1 | 0.9069 | FALSE | 71
202501 | prm15_fix_wcost_re8_c2p1_co2_cut90p_tnt1 | 0 | TRUE | 0
202502 | prm15_fix_wcost_re8_c2p1_co2_cut90p_tnt1 | 0 | TRUE | 1
202503 | prm15_fix_wcost_re8_c2p1_co2_cut90p_tnt1 | 0 | TRUE | 2
202504 | prm15_fix_wcost_re8_c2p1_co2_cut90p_tnt1 | 0.041559 | TRUE | 3
202505 | prm15_fix_wcost_re8_c2p1_co2_cut90p_tnt1 | 0 | TRUE | 4
202506 | prm15_fix_wcost_re8_c2p1_co2_cut90p_tnt1 | 0 | TRUE | 5
202507 | prm15_fix_wcost_re8_c2p1_co2_cut90p_tnt1 | 0 | TRUE | 6
202508 | prm15_fix_wcost_re8_c2p1_co2_cut90p_tnt1 | 0 | TRUE | 7
202509 | prm15_fix_wcost_re8_c2p1_co2_cut90p_tnt1 | 0 | TRUE | 8
202510 | prm15_fix_wcost_re8_c2p1_co2_cut90p_tnt1 | 0 | TRUE | 9
202511 | prm15_fix_wcost_re8_c2p1_co2_cut90p_tnt1 | 0 | TRUE | 10
202512 | prm15_fix_wcost_re8_c2p1_co2_cut90p_tnt1 | 0 | TRUE | 11
203001 | prm15_fix_wcost_re8_c2p1_co2_cut90p_tnt1 | 0 | TRUE | 12
203002 | prm15_fix_wcost_re8_c2p1_co2_cut90p_tnt1 | 0 | TRUE | 13
203003 | prm15_fix_wcost_re8_c2p1_co2_cut90p_tnt1 | 0 | TRUE | 14
203004 | prm15_fix_wcost_re8_c2p1_co2_cut90p_tnt1 | 0.023926 | TRUE | 15
203005 | prm15_fix_wcost_re8_c2p1_co2_cut90p_tnt1 | 0 | TRUE | 16
203006 | prm15_fix_wcost_re8_c2p1_co2_cut90p_tnt1 | 0 | TRUE | 17
203007 | prm15_fix_wcost_re8_c2p1_co2_cut90p_tnt1 | 0 | TRUE | 18
203008 | prm15_fix_wcost_re8_c2p1_co2_cut90p_tnt1 | 0 | TRUE | 19
203009 | prm15_fix_wcost_re8_c2p1_co2_cut90p_tnt1 | 0 | TRUE | 20
203010 | prm15_fix_wcost_re8_c2p1_co2_cut90p_tnt1 | 0 | TRUE | 21
203011 | prm15_fix_wcost_re8_c2p1_co2_cut90p_tnt1 | 0 | TRUE | 22
203012 | prm15_fix_wcost_re8_c2p1_co2_cut90p_tnt1 | 0 | TRUE | 23
203501 | prm15_fix_wcost_re8_c2p1_co2_cut90p_tnt1 | 0 | TRUE | 24
203502 | prm15_fix_wcost_re8_c2p1_co2_cut90p_tnt1 | 0 | TRUE | 25
203503 | prm15_fix_wcost_re8_c2p1_co2_cut90p_tnt1 | 0 | TRUE | 26
203504 | prm15_fix_wcost_re8_c2p1_co2_cut90p_tnt1 | 0.064046 | TRUE | 27
203505 | prm15_fix_wcost_re8_c2p1_co2_cut90p_tnt1 | 0 | TRUE | 28
203506 | prm15_fix_wcost_re8_c2p1_co2_cut90p_tnt1 | 0 | TRUE | 29
203507 | prm15_fix_wcost_re8_c2p1_co2_cut90p_tnt1 | 0 | TRUE | 30
203508 | prm15_fix_wcost_re8_c2p1_co2_cut90p_tnt1 | 0 | TRUE | 31
203509 | prm15_fix_wcost_re8_c2p1_co2_cut90p_tnt1 | 0 | TRUE | 32
203510 | prm15_fix_wcost_re8_c2p1_co2_cut90p_tnt1 | 0.011155 | TRUE | 33
203511 | prm15_fix_wcost_re8_c2p1_co2_cut90p_tnt1 | 0.015628 | TRUE | 34
203512 | prm15_fix_wcost_re8_c2p1_co2_cut90p_tnt1 | 0.012921 | TRUE | 35
204001 | prm15_fix_wcost_re8_c2p1_co2_cut90p_tnt1 | 0.95035 | TRUE | 36
204002 | prm15_fix_wcost_re8_c2p1_co2_cut90p_tnt1 | 0.95921 | TRUE | 37
204003 | prm15_fix_wcost_re8_c2p1_co2_cut90p_tnt1 | 0.98858 | TRUE | 38
204004 | prm15_fix_wcost_re8_c2p1_co2_cut90p_tnt1 | 1.6176 | TRUE | 39
204005 | prm15_fix_wcost_re8_c2p1_co2_cut90p_tnt1 | 1.111 | TRUE | 40
204006 | prm15_fix_wcost_re8_c2p1_co2_cut90p_tnt1 | 0.61023 | TRUE | 41
204007 | prm15_fix_wcost_re8_c2p1_co2_cut90p_tnt1 | 0.69815 | TRUE | 42
204008 | prm15_fix_wcost_re8_c2p1_co2_cut90p_tnt1 | 0.92609 | TRUE | 43
204009 | prm15_fix_wcost_re8_c2p1_co2_cut90p_tnt1 | 0.77691 | TRUE | 44
204010 | prm15_fix_wcost_re8_c2p1_co2_cut90p_tnt1 | 1.3939 | TRUE | 45
204011 | prm15_fix_wcost_re8_c2p1_co2_cut90p_tnt1 | 1.7167 | TRUE | 46
204012 | prm15_fix_wcost_re8_c2p1_co2_cut90p_tnt1 | 1.3074 | TRUE | 47
204501 | prm15_fix_wcost_re8_c2p1_co2_cut90p_tnt1 | 6.3136 | TRUE | 48
204502 | prm15_fix_wcost_re8_c2p1_co2_cut90p_tnt1 | 3.8343 | TRUE | 49
204503 | prm15_fix_wcost_re8_c2p1_co2_cut90p_tnt1 | 2.1134 | TRUE | 50
204504 | prm15_fix_wcost_re8_c2p1_co2_cut90p_tnt1 | 6.7325 | TRUE | 51
204505 | prm15_fix_wcost_re8_c2p1_co2_cut90p_tnt1 | 5.4944 | TRUE | 52
204506 | prm15_fix_wcost_re8_c2p1_co2_cut90p_tnt1 | 2.342 | TRUE | 53
204507 | prm15_fix_wcost_re8_c2p1_co2_cut90p_tnt1 | 2.6755 | TRUE | 54
204508 | prm15_fix_wcost_re8_c2p1_co2_cut90p_tnt1 | 7.48 | TRUE | 55
204509 | prm15_fix_wcost_re8_c2p1_co2_cut90p_tnt1 | 2.9136 | TRUE | 56
204510 | prm15_fix_wcost_re8_c2p1_co2_cut90p_tnt1 | 7.8643 | TRUE | 57
204511 | prm15_fix_wcost_re8_c2p1_co2_cut90p_tnt1 | 8.0558 | TRUE | 58
204512 | prm15_fix_wcost_re8_c2p1_co2_cut90p_tnt1 | 7.5875 | TRUE | 59
205001 | prm15_fix_wcost_re8_c2p1_co2_cut90p_tnt1 | 16.355 | TRUE | 60
205002 | prm15_fix_wcost_re8_c2p1_co2_cut90p_tnt1 | 10.1877 | TRUE | 61
205003 | prm15_fix_wcost_re8_c2p1_co2_cut90p_tnt1 | 2.6199 | TRUE | 62
205004 | prm15_fix_wcost_re8_c2p1_co2_cut90p_tnt1 | 14.969 | TRUE | 63
205005 | prm15_fix_wcost_re8_c2p1_co2_cut90p_tnt1 | 14.9775 | TRUE | 64
205006 | prm15_fix_wcost_re8_c2p1_co2_cut90p_tnt1 | 9.7597 | TRUE | 65
205007 | prm15_fix_wcost_re8_c2p1_co2_cut90p_tnt1 | 5.9719 | TRUE | 66
205008 | prm15_fix_wcost_re8_c2p1_co2_cut90p_tnt1 | 20.0107 | TRUE | 67
205009 | prm15_fix_wcost_re8_c2p1_co2_cut90p_tnt1 | 9.4729 | TRUE | 68
205010 | prm15_fix_wcost_re8_c2p1_co2_cut90p_tnt1 | 17.4043 | TRUE | 69
205011 | prm15_fix_wcost_re8_c2p1_co2_cut90p_tnt1 | 17.2912 | TRUE | 70
205012 | prm15_fix_wcost_re8_c2p1_co2_cut90p_tnt1 | 17.9273 | TRUE | 71
202501 | prm15_fix_wcost_re8_c2p1_tnt1 | 0 | FALSE | 0
202502 | prm15_fix_wcost_re8_c2p1_tnt1 | 0 | FALSE | 1
202503 | prm15_fix_wcost_re8_c2p1_tnt1 | 0 | FALSE | 2
202504 | prm15_fix_wcost_re8_c2p1_tnt1 | 0 | FALSE | 3
202505 | prm15_fix_wcost_re8_c2p1_tnt1 | 0 | FALSE | 4
202506 | prm15_fix_wcost_re8_c2p1_tnt1 | 0 | FALSE | 5
202507 | prm15_fix_wcost_re8_c2p1_tnt1 | 0 | FALSE | 6
202508 | prm15_fix_wcost_re8_c2p1_tnt1 | 0 | FALSE | 7
202509 | prm15_fix_wcost_re8_c2p1_tnt1 | 0 | FALSE | 8
202510 | prm15_fix_wcost_re8_c2p1_tnt1 | 0 | FALSE | 9
202511 | prm15_fix_wcost_re8_c2p1_tnt1 | 0 | FALSE | 10
202512 | prm15_fix_wcost_re8_c2p1_tnt1 | 0 | FALSE | 11
203001 | prm15_fix_wcost_re8_c2p1_tnt1 | 0 | FALSE | 12
203002 | prm15_fix_wcost_re8_c2p1_tnt1 | 0 | FALSE | 13
203003 | prm15_fix_wcost_re8_c2p1_tnt1 | 0 | FALSE | 14
203004 | prm15_fix_wcost_re8_c2p1_tnt1 | 0 | FALSE | 15
203005 | prm15_fix_wcost_re8_c2p1_tnt1 | 0 | FALSE | 16
203006 | prm15_fix_wcost_re8_c2p1_tnt1 | 0 | FALSE | 17
203007 | prm15_fix_wcost_re8_c2p1_tnt1 | 0 | FALSE | 18
203008 | prm15_fix_wcost_re8_c2p1_tnt1 | 0 | FALSE | 19
203009 | prm15_fix_wcost_re8_c2p1_tnt1 | 0 | FALSE | 20
203010 | prm15_fix_wcost_re8_c2p1_tnt1 | 0 | FALSE | 21
203011 | prm15_fix_wcost_re8_c2p1_tnt1 | 0 | FALSE | 22
203012 | prm15_fix_wcost_re8_c2p1_tnt1 | 0 | FALSE | 23
203501 | prm15_fix_wcost_re8_c2p1_tnt1 | 0 | FALSE | 24
203502 | prm15_fix_wcost_re8_c2p1_tnt1 | 0 | FALSE | 25
203503 | prm15_fix_wcost_re8_c2p1_tnt1 | 0 | FALSE | 26
203504 | prm15_fix_wcost_re8_c2p1_tnt1 | 0 | FALSE | 27
203505 | prm15_fix_wcost_re8_c2p1_tnt1 | 0 | FALSE | 28
203506 | prm15_fix_wcost_re8_c2p1_tnt1 | 0 | FALSE | 29
203507 | prm15_fix_wcost_re8_c2p1_tnt1 | 0 | FALSE | 30
203508 | prm15_fix_wcost_re8_c2p1_tnt1 | 0 | FALSE | 31
203509 | prm15_fix_wcost_re8_c2p1_tnt1 | 0 | FALSE | 32
203510 | prm15_fix_wcost_re8_c2p1_tnt1 | 0 | FALSE | 33
203511 | prm15_fix_wcost_re8_c2p1_tnt1 | 0 | FALSE | 34
203512 | prm15_fix_wcost_re8_c2p1_tnt1 | 0 | FALSE | 35
204001 | prm15_fix_wcost_re8_c2p1_tnt1 | 0 | FALSE | 36
204002 | prm15_fix_wcost_re8_c2p1_tnt1 | 0 | FALSE | 37
204003 | prm15_fix_wcost_re8_c2p1_tnt1 | 0 | FALSE | 38
204004 | prm15_fix_wcost_re8_c2p1_tnt1 | 0 | FALSE | 39
204005 | prm15_fix_wcost_re8_c2p1_tnt1 | 0 | FALSE | 40
204006 | prm15_fix_wcost_re8_c2p1_tnt1 | 0 | FALSE | 41
204007 | prm15_fix_wcost_re8_c2p1_tnt1 | 0 | FALSE | 42
204008 | prm15_fix_wcost_re8_c2p1_tnt1 | 0 | FALSE | 43
204009 | prm15_fix_wcost_re8_c2p1_tnt1 | 0 | FALSE | 44
204010 | prm15_fix_wcost_re8_c2p1_tnt1 | 0 | FALSE | 45
204011 | prm15_fix_wcost_re8_c2p1_tnt1 | 0 | FALSE | 46
204012 | prm15_fix_wcost_re8_c2p1_tnt1 | 0 | FALSE | 47
204501 | prm15_fix_wcost_re8_c2p1_tnt1 | 0 | FALSE | 48
204502 | prm15_fix_wcost_re8_c2p1_tnt1 | 0.21625 | FALSE | 49
204503 | prm15_fix_wcost_re8_c2p1_tnt1 | 0.057324 | FALSE | 50
204504 | prm15_fix_wcost_re8_c2p1_tnt1 | 0.56454 | FALSE | 51
204505 | prm15_fix_wcost_re8_c2p1_tnt1 | 0.49314 | FALSE | 52
204506 | prm15_fix_wcost_re8_c2p1_tnt1 | 0.29461 | FALSE | 53
204507 | prm15_fix_wcost_re8_c2p1_tnt1 | 0.19222 | FALSE | 54
204508 | prm15_fix_wcost_re8_c2p1_tnt1 | 0 | FALSE | 55
204509 | prm15_fix_wcost_re8_c2p1_tnt1 | 0.043438 | FALSE | 56
204510 | prm15_fix_wcost_re8_c2p1_tnt1 | 0.32322 | FALSE | 57
204511 | prm15_fix_wcost_re8_c2p1_tnt1 | 0.48108 | FALSE | 58
204512 | prm15_fix_wcost_re8_c2p1_tnt1 | 0.41849 | FALSE | 59
205001 | prm15_fix_wcost_re8_c2p1_tnt1 | 0 | FALSE | 60
205002 | prm15_fix_wcost_re8_c2p1_tnt1 | 0.035625 | FALSE | 61
205003 | prm15_fix_wcost_re8_c2p1_tnt1 | 0.06324 | FALSE | 62
205004 | prm15_fix_wcost_re8_c2p1_tnt1 | 1.2108 | FALSE | 63
205005 | prm15_fix_wcost_re8_c2p1_tnt1 | 1.2169 | FALSE | 64
205006 | prm15_fix_wcost_re8_c2p1_tnt1 | 0.40018 | FALSE | 65
205007 | prm15_fix_wcost_re8_c2p1_tnt1 | 0.15396 | FALSE | 66
205008 | prm15_fix_wcost_re8_c2p1_tnt1 | 0 | FALSE | 67
205009 | prm15_fix_wcost_re8_c2p1_tnt1 | 0.0010164 | FALSE | 68
205010 | prm15_fix_wcost_re8_c2p1_tnt1 | 0.019876 | FALSE | 69
205011 | prm15_fix_wcost_re8_c2p1_tnt1 | 0.70016 | FALSE | 70
205012 | prm15_fix_wcost_re8_c2p1_tnt1 | 0.57162 | FALSE | 71
202501 | prm15_fix_wcost_re9_c2p1_co2_cut90p_tnt1 | 0 | TRUE | 0
202502 | prm15_fix_wcost_re9_c2p1_co2_cut90p_tnt1 | 0 | TRUE | 1
202503 | prm15_fix_wcost_re9_c2p1_co2_cut90p_tnt1 | 0 | TRUE | 2
202504 | prm15_fix_wcost_re9_c2p1_co2_cut90p_tnt1 | 1.5242 | TRUE | 3
202505 | prm15_fix_wcost_re9_c2p1_co2_cut90p_tnt1 | 0 | TRUE | 4
202506 | prm15_fix_wcost_re9_c2p1_co2_cut90p_tnt1 | 0 | TRUE | 5
202507 | prm15_fix_wcost_re9_c2p1_co2_cut90p_tnt1 | 0 | TRUE | 6
202508 | prm15_fix_wcost_re9_c2p1_co2_cut90p_tnt1 | 0 | TRUE | 7
202509 | prm15_fix_wcost_re9_c2p1_co2_cut90p_tnt1 | 0 | TRUE | 8
202510 | prm15_fix_wcost_re9_c2p1_co2_cut90p_tnt1 | 0 | TRUE | 9
202511 | prm15_fix_wcost_re9_c2p1_co2_cut90p_tnt1 | 0 | TRUE | 10
202512 | prm15_fix_wcost_re9_c2p1_co2_cut90p_tnt1 | 0 | TRUE | 11
203001 | prm15_fix_wcost_re9_c2p1_co2_cut90p_tnt1 | 0 | TRUE | 12
203002 | prm15_fix_wcost_re9_c2p1_co2_cut90p_tnt1 | 0 | TRUE | 13
203003 | prm15_fix_wcost_re9_c2p1_co2_cut90p_tnt1 | 0 | TRUE | 14
203004 | prm15_fix_wcost_re9_c2p1_co2_cut90p_tnt1 | 5.0343 | TRUE | 15
203005 | prm15_fix_wcost_re9_c2p1_co2_cut90p_tnt1 | 0 | TRUE | 16
203006 | prm15_fix_wcost_re9_c2p1_co2_cut90p_tnt1 | 0 | TRUE | 17
203007 | prm15_fix_wcost_re9_c2p1_co2_cut90p_tnt1 | 0 | TRUE | 18
203008 | prm15_fix_wcost_re9_c2p1_co2_cut90p_tnt1 | 0 | TRUE | 19
203009 | prm15_fix_wcost_re9_c2p1_co2_cut90p_tnt1 | 0 | TRUE | 20
203010 | prm15_fix_wcost_re9_c2p1_co2_cut90p_tnt1 | 0 | TRUE | 21
203011 | prm15_fix_wcost_re9_c2p1_co2_cut90p_tnt1 | 0 | TRUE | 22
203012 | prm15_fix_wcost_re9_c2p1_co2_cut90p_tnt1 | 0 | TRUE | 23
203501 | prm15_fix_wcost_re9_c2p1_co2_cut90p_tnt1 | 0 | TRUE | 24
203502 | prm15_fix_wcost_re9_c2p1_co2_cut90p_tnt1 | 0 | TRUE | 25
203503 | prm15_fix_wcost_re9_c2p1_co2_cut90p_tnt1 | 0 | TRUE | 26
203504 | prm15_fix_wcost_re9_c2p1_co2_cut90p_tnt1 | 8.5493 | TRUE | 27
203505 | prm15_fix_wcost_re9_c2p1_co2_cut90p_tnt1 | 1.0015 | TRUE | 28
203506 | prm15_fix_wcost_re9_c2p1_co2_cut90p_tnt1 | 0 | TRUE | 29
203507 | prm15_fix_wcost_re9_c2p1_co2_cut90p_tnt1 | 0 | TRUE | 30
203508 | prm15_fix_wcost_re9_c2p1_co2_cut90p_tnt1 | 0 | TRUE | 31
203509 | prm15_fix_wcost_re9_c2p1_co2_cut90p_tnt1 | 0 | TRUE | 32
203510 | prm15_fix_wcost_re9_c2p1_co2_cut90p_tnt1 | 0.010621 | TRUE | 33
203511 | prm15_fix_wcost_re9_c2p1_co2_cut90p_tnt1 | 0.085201 | TRUE | 34
203512 | prm15_fix_wcost_re9_c2p1_co2_cut90p_tnt1 | 0.0050935 | TRUE | 35
204001 | prm15_fix_wcost_re9_c2p1_co2_cut90p_tnt1 | 3.7506 | TRUE | 36
204002 | prm15_fix_wcost_re9_c2p1_co2_cut90p_tnt1 | 1.0306 | TRUE | 37
204003 | prm15_fix_wcost_re9_c2p1_co2_cut90p_tnt1 | 1.0102 | TRUE | 38
204004 | prm15_fix_wcost_re9_c2p1_co2_cut90p_tnt1 | 17.105 | TRUE | 39
204005 | prm15_fix_wcost_re9_c2p1_co2_cut90p_tnt1 | 5.8319 | TRUE | 40
204006 | prm15_fix_wcost_re9_c2p1_co2_cut90p_tnt1 | 0.62366 | TRUE | 41
204007 | prm15_fix_wcost_re9_c2p1_co2_cut90p_tnt1 | 0.70751 | TRUE | 42
204008 | prm15_fix_wcost_re9_c2p1_co2_cut90p_tnt1 | 2.733 | TRUE | 43
204009 | prm15_fix_wcost_re9_c2p1_co2_cut90p_tnt1 | 0.78866 | TRUE | 44
204010 | prm15_fix_wcost_re9_c2p1_co2_cut90p_tnt1 | 2.8844 | TRUE | 45
204011 | prm15_fix_wcost_re9_c2p1_co2_cut90p_tnt1 | 4.4436 | TRUE | 46
204012 | prm15_fix_wcost_re9_c2p1_co2_cut90p_tnt1 | 3.5132 | TRUE | 47
204501 | prm15_fix_wcost_re9_c2p1_co2_cut90p_tnt1 | 10.6226 | TRUE | 48
204502 | prm15_fix_wcost_re9_c2p1_co2_cut90p_tnt1 | 6.8953 | TRUE | 49
204503 | prm15_fix_wcost_re9_c2p1_co2_cut90p_tnt1 | 2.6164 | TRUE | 50
204504 | prm15_fix_wcost_re9_c2p1_co2_cut90p_tnt1 | 24.5441 | TRUE | 51
204505 | prm15_fix_wcost_re9_c2p1_co2_cut90p_tnt1 | 14.2786 | TRUE | 52
204506 | prm15_fix_wcost_re9_c2p1_co2_cut90p_tnt1 | 6.5777 | TRUE | 53
204507 | prm15_fix_wcost_re9_c2p1_co2_cut90p_tnt1 | 3.4811 | TRUE | 54
204508 | prm15_fix_wcost_re9_c2p1_co2_cut90p_tnt1 | 10.9356 | TRUE | 55
204509 | prm15_fix_wcost_re9_c2p1_co2_cut90p_tnt1 | 3.8954 | TRUE | 56
204510 | prm15_fix_wcost_re9_c2p1_co2_cut90p_tnt1 | 11.1868 | TRUE | 57
204511 | prm15_fix_wcost_re9_c2p1_co2_cut90p_tnt1 | 12.4702 | TRUE | 58
204512 | prm15_fix_wcost_re9_c2p1_co2_cut90p_tnt1 | 11.966 | TRUE | 59
205001 | prm15_fix_wcost_re9_c2p1_co2_cut90p_tnt1 | 19.7325 | TRUE | 60
205002 | prm15_fix_wcost_re9_c2p1_co2_cut90p_tnt1 | 10.6114 | TRUE | 61
205003 | prm15_fix_wcost_re9_c2p1_co2_cut90p_tnt1 | 3.0601 | TRUE | 62
205004 | prm15_fix_wcost_re9_c2p1_co2_cut90p_tnt1 | 33.4408 | TRUE | 63
205005 | prm15_fix_wcost_re9_c2p1_co2_cut90p_tnt1 | 26.2759 | TRUE | 64
205006 | prm15_fix_wcost_re9_c2p1_co2_cut90p_tnt1 | 21.6097 | TRUE | 65
205007 | prm15_fix_wcost_re9_c2p1_co2_cut90p_tnt1 | 6.3502 | TRUE | 66
205008 | prm15_fix_wcost_re9_c2p1_co2_cut90p_tnt1 | 22.7585 | TRUE | 67
205009 | prm15_fix_wcost_re9_c2p1_co2_cut90p_tnt1 | 11.7407 | TRUE | 68
205010 | prm15_fix_wcost_re9_c2p1_co2_cut90p_tnt1 | 20.1232 | TRUE | 69
205011 | prm15_fix_wcost_re9_c2p1_co2_cut90p_tnt1 | 21.2281 | TRUE | 70
205012 | prm15_fix_wcost_re9_c2p1_co2_cut90p_tnt1 | 21.2502 | TRUE | 71
202501 | prm15_fix_wcost_re9_c2p1_tnt1 | 0 | FALSE | 0
202502 | prm15_fix_wcost_re9_c2p1_tnt1 | 0 | FALSE | 1
202503 | prm15_fix_wcost_re9_c2p1_tnt1 | 0 | FALSE | 2
202504 | prm15_fix_wcost_re9_c2p1_tnt1 | 0 | FALSE | 3
202505 | prm15_fix_wcost_re9_c2p1_tnt1 | 0 | FALSE | 4
202506 | prm15_fix_wcost_re9_c2p1_tnt1 | 0 | FALSE | 5
202507 | prm15_fix_wcost_re9_c2p1_tnt1 | 0 | FALSE | 6
202508 | prm15_fix_wcost_re9_c2p1_tnt1 | 0 | FALSE | 7
202509 | prm15_fix_wcost_re9_c2p1_tnt1 | 0 | FALSE | 8
202510 | prm15_fix_wcost_re9_c2p1_tnt1 | 0 | FALSE | 9
202511 | prm15_fix_wcost_re9_c2p1_tnt1 | 0 | FALSE | 10
202512 | prm15_fix_wcost_re9_c2p1_tnt1 | 0 | FALSE | 11
203001 | prm15_fix_wcost_re9_c2p1_tnt1 | 0 | FALSE | 12
203002 | prm15_fix_wcost_re9_c2p1_tnt1 | 0 | FALSE | 13
203003 | prm15_fix_wcost_re9_c2p1_tnt1 | 0 | FALSE | 14
203004 | prm15_fix_wcost_re9_c2p1_tnt1 | 0 | FALSE | 15
203005 | prm15_fix_wcost_re9_c2p1_tnt1 | 0 | FALSE | 16
203006 | prm15_fix_wcost_re9_c2p1_tnt1 | 0 | FALSE | 17
203007 | prm15_fix_wcost_re9_c2p1_tnt1 | 0 | FALSE | 18
203008 | prm15_fix_wcost_re9_c2p1_tnt1 | 0 | FALSE | 19
203009 | prm15_fix_wcost_re9_c2p1_tnt1 | 0 | FALSE | 20
203010 | prm15_fix_wcost_re9_c2p1_tnt1 | 0 | FALSE | 21
203011 | prm15_fix_wcost_re9_c2p1_tnt1 | 0 | FALSE | 22
203012 | prm15_fix_wcost_re9_c2p1_tnt1 | 0 | FALSE | 23
203501 | prm15_fix_wcost_re9_c2p1_tnt1 | 0 | FALSE | 24
203502 | prm15_fix_wcost_re9_c2p1_tnt1 | 0 | FALSE | 25
203503 | prm15_fix_wcost_re9_c2p1_tnt1 | 0 | FALSE | 26
203504 | prm15_fix_wcost_re9_c2p1_tnt1 | 0 | FALSE | 27
203505 | prm15_fix_wcost_re9_c2p1_tnt1 | 0 | FALSE | 28
203506 | prm15_fix_wcost_re9_c2p1_tnt1 | 0 | FALSE | 29
203507 | prm15_fix_wcost_re9_c2p1_tnt1 | 0 | FALSE | 30
203508 | prm15_fix_wcost_re9_c2p1_tnt1 | 0 | FALSE | 31
203509 | prm15_fix_wcost_re9_c2p1_tnt1 | 0 | FALSE | 32
203510 | prm15_fix_wcost_re9_c2p1_tnt1 | 0 | FALSE | 33
203511 | prm15_fix_wcost_re9_c2p1_tnt1 | 0 | FALSE | 34
203512 | prm15_fix_wcost_re9_c2p1_tnt1 | 0 | FALSE | 35
204001 | prm15_fix_wcost_re9_c2p1_tnt1 | 0 | FALSE | 36
204002 | prm15_fix_wcost_re9_c2p1_tnt1 | 0 | FALSE | 37
204003 | prm15_fix_wcost_re9_c2p1_tnt1 | 0 | FALSE | 38
204004 | prm15_fix_wcost_re9_c2p1_tnt1 | 0 | FALSE | 39
204005 | prm15_fix_wcost_re9_c2p1_tnt1 | 0 | FALSE | 40
204006 | prm15_fix_wcost_re9_c2p1_tnt1 | 0 | FALSE | 41
204007 | prm15_fix_wcost_re9_c2p1_tnt1 | 0 | FALSE | 42
204008 | prm15_fix_wcost_re9_c2p1_tnt1 | 0 | FALSE | 43
204009 | prm15_fix_wcost_re9_c2p1_tnt1 | 0 | FALSE | 44
204010 | prm15_fix_wcost_re9_c2p1_tnt1 | 0 | FALSE | 45
204011 | prm15_fix_wcost_re9_c2p1_tnt1 | 0 | FALSE | 46
204012 | prm15_fix_wcost_re9_c2p1_tnt1 | 0 | FALSE | 47
204501 | prm15_fix_wcost_re9_c2p1_tnt1 | 0 | FALSE | 48
204502 | prm15_fix_wcost_re9_c2p1_tnt1 | 0.24155 | FALSE | 49
204503 | prm15_fix_wcost_re9_c2p1_tnt1 | 0.079882 | FALSE | 50
204504 | prm15_fix_wcost_re9_c2p1_tnt1 | 0.60175 | FALSE | 51
204505 | prm15_fix_wcost_re9_c2p1_tnt1 | 0.52703 | FALSE | 52
204506 | prm15_fix_wcost_re9_c2p1_tnt1 | 0.31926 | FALSE | 53
204507 | prm15_fix_wcost_re9_c2p1_tnt1 | 0.22046 | FALSE | 54
204508 | prm15_fix_wcost_re9_c2p1_tnt1 | 0 | FALSE | 55
204509 | prm15_fix_wcost_re9_c2p1_tnt1 | 0.057555 | FALSE | 56
204510 | prm15_fix_wcost_re9_c2p1_tnt1 | 0.38482 | FALSE | 57
204511 | prm15_fix_wcost_re9_c2p1_tnt1 | 0.51849 | FALSE | 58
204512 | prm15_fix_wcost_re9_c2p1_tnt1 | 0.45777 | FALSE | 59
205001 | prm15_fix_wcost_re9_c2p1_tnt1 | 0 | FALSE | 60
205002 | prm15_fix_wcost_re9_c2p1_tnt1 | 0.13857 | FALSE | 61
205003 | prm15_fix_wcost_re9_c2p1_tnt1 | 0.070901 | FALSE | 62
205004 | prm15_fix_wcost_re9_c2p1_tnt1 | 1.3796 | FALSE | 63
205005 | prm15_fix_wcost_re9_c2p1_tnt1 | 1.4741 | FALSE | 64
205006 | prm15_fix_wcost_re9_c2p1_tnt1 | 0.6171 | FALSE | 65
205007 | prm15_fix_wcost_re9_c2p1_tnt1 | 0.28569 | FALSE | 66
205008 | prm15_fix_wcost_re9_c2p1_tnt1 | 0 | FALSE | 67
205009 | prm15_fix_wcost_re9_c2p1_tnt1 | 0.067467 | FALSE | 68
205010 | prm15_fix_wcost_re9_c2p1_tnt1 | 0.16897 | FALSE | 69
205011 | prm15_fix_wcost_re9_c2p1_tnt1 | 0.86701 | FALSE | 70
205012 | prm15_fix_wcost_re9_c2p1_tnt1 | 0.73526 | FALSE | 71
202501 | prm15_fix_wcost_re10_c2p1_co2_cut90p_tnt1 | 0 | TRUE | 0
202502 | prm15_fix_wcost_re10_c2p1_co2_cut90p_tnt1 | 0 | TRUE | 1
202503 | prm15_fix_wcost_re10_c2p1_co2_cut90p_tnt1 | 0 | TRUE | 2
202504 | prm15_fix_wcost_re10_c2p1_co2_cut90p_tnt1 | 0.0053614 | TRUE | 3
202505 | prm15_fix_wcost_re10_c2p1_co2_cut90p_tnt1 | 0 | TRUE | 4
202506 | prm15_fix_wcost_re10_c2p1_co2_cut90p_tnt1 | 0 | TRUE | 5
202507 | prm15_fix_wcost_re10_c2p1_co2_cut90p_tnt1 | 0 | TRUE | 6
202508 | prm15_fix_wcost_re10_c2p1_co2_cut90p_tnt1 | 0 | TRUE | 7
202509 | prm15_fix_wcost_re10_c2p1_co2_cut90p_tnt1 | 0 | TRUE | 8
202510 | prm15_fix_wcost_re10_c2p1_co2_cut90p_tnt1 | 0 | TRUE | 9
202511 | prm15_fix_wcost_re10_c2p1_co2_cut90p_tnt1 | 0 | TRUE | 10
202512 | prm15_fix_wcost_re10_c2p1_co2_cut90p_tnt1 | 0 | TRUE | 11
203001 | prm15_fix_wcost_re10_c2p1_co2_cut90p_tnt1 | 0 | TRUE | 12
203002 | prm15_fix_wcost_re10_c2p1_co2_cut90p_tnt1 | 0 | TRUE | 13
203003 | prm15_fix_wcost_re10_c2p1_co2_cut90p_tnt1 | 0 | TRUE | 14
203004 | prm15_fix_wcost_re10_c2p1_co2_cut90p_tnt1 | 0 | TRUE | 15
203005 | prm15_fix_wcost_re10_c2p1_co2_cut90p_tnt1 | 0 | TRUE | 16
203006 | prm15_fix_wcost_re10_c2p1_co2_cut90p_tnt1 | 0 | TRUE | 17
203007 | prm15_fix_wcost_re10_c2p1_co2_cut90p_tnt1 | 0 | TRUE | 18
203008 | prm15_fix_wcost_re10_c2p1_co2_cut90p_tnt1 | 0 | TRUE | 19
203009 | prm15_fix_wcost_re10_c2p1_co2_cut90p_tnt1 | 0 | TRUE | 20
203010 | prm15_fix_wcost_re10_c2p1_co2_cut90p_tnt1 | 0 | TRUE | 21
203011 | prm15_fix_wcost_re10_c2p1_co2_cut90p_tnt1 | 0 | TRUE | 22
203012 | prm15_fix_wcost_re10_c2p1_co2_cut90p_tnt1 | 0 | TRUE | 23
203501 | prm15_fix_wcost_re10_c2p1_co2_cut90p_tnt1 | 0 | TRUE | 24
203502 | prm15_fix_wcost_re10_c2p1_co2_cut90p_tnt1 | 0 | TRUE | 25
203503 | prm15_fix_wcost_re10_c2p1_co2_cut90p_tnt1 | 0 | TRUE | 26
203504 | prm15_fix_wcost_re10_c2p1_co2_cut90p_tnt1 | 0.08887 | TRUE | 27
203505 | prm15_fix_wcost_re10_c2p1_co2_cut90p_tnt1 | 0.019565 | TRUE | 28
203506 | prm15_fix_wcost_re10_c2p1_co2_cut90p_tnt1 | 0 | TRUE | 29
203507 | prm15_fix_wcost_re10_c2p1_co2_cut90p_tnt1 | 0 | TRUE | 30
203508 | prm15_fix_wcost_re10_c2p1_co2_cut90p_tnt1 | 0 | TRUE | 31
203509 | prm15_fix_wcost_re10_c2p1_co2_cut90p_tnt1 | 0 | TRUE | 32
203510 | prm15_fix_wcost_re10_c2p1_co2_cut90p_tnt1 | 0 | TRUE | 33
203511 | prm15_fix_wcost_re10_c2p1_co2_cut90p_tnt1 | 0 | TRUE | 34
203512 | prm15_fix_wcost_re10_c2p1_co2_cut90p_tnt1 | 0 | TRUE | 35
204001 | prm15_fix_wcost_re10_c2p1_co2_cut90p_tnt1 | 0.47919 | TRUE | 36
204002 | prm15_fix_wcost_re10_c2p1_co2_cut90p_tnt1 | 0.029132 | TRUE | 37
204003 | prm15_fix_wcost_re10_c2p1_co2_cut90p_tnt1 | 0 | TRUE | 38
204004 | prm15_fix_wcost_re10_c2p1_co2_cut90p_tnt1 | 0.69497 | TRUE | 39
204005 | prm15_fix_wcost_re10_c2p1_co2_cut90p_tnt1 | 0.66662 | TRUE | 40
204006 | prm15_fix_wcost_re10_c2p1_co2_cut90p_tnt1 | 0 | TRUE | 41
204007 | prm15_fix_wcost_re10_c2p1_co2_cut90p_tnt1 | 0 | TRUE | 42
204008 | prm15_fix_wcost_re10_c2p1_co2_cut90p_tnt1 | 0.72391 | TRUE | 43
204009 | prm15_fix_wcost_re10_c2p1_co2_cut90p_tnt1 | 0 | TRUE | 44
204010 | prm15_fix_wcost_re10_c2p1_co2_cut90p_tnt1 | 0.43094 | TRUE | 45
204011 | prm15_fix_wcost_re10_c2p1_co2_cut90p_tnt1 | 0.35759 | TRUE | 46
204012 | prm15_fix_wcost_re10_c2p1_co2_cut90p_tnt1 | 0.28032 | TRUE | 47
204501 | prm15_fix_wcost_re10_c2p1_co2_cut90p_tnt1 | 2.494 | TRUE | 48
204502 | prm15_fix_wcost_re10_c2p1_co2_cut90p_tnt1 | 1.93 | TRUE | 49
204503 | prm15_fix_wcost_re10_c2p1_co2_cut90p_tnt1 | 0.5027 | TRUE | 50
204504 | prm15_fix_wcost_re10_c2p1_co2_cut90p_tnt1 | 4.2016 | TRUE | 51
204505 | prm15_fix_wcost_re10_c2p1_co2_cut90p_tnt1 | 3.9327 | TRUE | 52
204506 | prm15_fix_wcost_re10_c2p1_co2_cut90p_tnt1 | 1.5117 | TRUE | 53
204507 | prm15_fix_wcost_re10_c2p1_co2_cut90p_tnt1 | 1.3584 | TRUE | 54
204508 | prm15_fix_wcost_re10_c2p1_co2_cut90p_tnt1 | 3.8734 | TRUE | 55
204509 | prm15_fix_wcost_re10_c2p1_co2_cut90p_tnt1 | 1.4701 | TRUE | 56
204510 | prm15_fix_wcost_re10_c2p1_co2_cut90p_tnt1 | 4.0974 | TRUE | 57
204511 | prm15_fix_wcost_re10_c2p1_co2_cut90p_tnt1 | 4.0085 | TRUE | 58
204512 | prm15_fix_wcost_re10_c2p1_co2_cut90p_tnt1 | 3.4229 | TRUE | 59
205001 | prm15_fix_wcost_re10_c2p1_co2_cut90p_tnt1 | 10.965 | TRUE | 60
205002 | prm15_fix_wcost_re10_c2p1_co2_cut90p_tnt1 | 7.0223 | TRUE | 61
205003 | prm15_fix_wcost_re10_c2p1_co2_cut90p_tnt1 | 2.9504 | TRUE | 62
205004 | prm15_fix_wcost_re10_c2p1_co2_cut90p_tnt1 | 13.0411 | TRUE | 63
205005 | prm15_fix_wcost_re10_c2p1_co2_cut90p_tnt1 | 12.7922 | TRUE | 64
205006 | prm15_fix_wcost_re10_c2p1_co2_cut90p_tnt1 | 9.0281 | TRUE | 65
205007 | prm15_fix_wcost_re10_c2p1_co2_cut90p_tnt1 | 5.7572 | TRUE | 66
205008 | prm15_fix_wcost_re10_c2p1_co2_cut90p_tnt1 | 14.9039 | TRUE | 67
205009 | prm15_fix_wcost_re10_c2p1_co2_cut90p_tnt1 | 7.01 | TRUE | 68
205010 | prm15_fix_wcost_re10_c2p1_co2_cut90p_tnt1 | 13.1942 | TRUE | 69
205011 | prm15_fix_wcost_re10_c2p1_co2_cut90p_tnt1 | 13.3712 | TRUE | 70
205012 | prm15_fix_wcost_re10_c2p1_co2_cut90p_tnt1 | 12.6634 | TRUE | 71
202501 | prm15_fix_wcost_re10_c2p1_tnt1 | 0 | FALSE | 0
202502 | prm15_fix_wcost_re10_c2p1_tnt1 | 0 | FALSE | 1
202503 | prm15_fix_wcost_re10_c2p1_tnt1 | 0 | FALSE | 2
202504 | prm15_fix_wcost_re10_c2p1_tnt1 | 0 | FALSE | 3
202505 | prm15_fix_wcost_re10_c2p1_tnt1 | 0 | FALSE | 4
202506 | prm15_fix_wcost_re10_c2p1_tnt1 | 0 | FALSE | 5
202507 | prm15_fix_wcost_re10_c2p1_tnt1 | 0 | FALSE | 6
202508 | prm15_fix_wcost_re10_c2p1_tnt1 | 0 | FALSE | 7
202509 | prm15_fix_wcost_re10_c2p1_tnt1 | 0 | FALSE | 8
202510 | prm15_fix_wcost_re10_c2p1_tnt1 | 0 | FALSE | 9
202511 | prm15_fix_wcost_re10_c2p1_tnt1 | 0 | FALSE | 10
202512 | prm15_fix_wcost_re10_c2p1_tnt1 | 0 | FALSE | 11
203001 | prm15_fix_wcost_re10_c2p1_tnt1 | 0 | FALSE | 12
203002 | prm15_fix_wcost_re10_c2p1_tnt1 | 0 | FALSE | 13
203003 | prm15_fix_wcost_re10_c2p1_tnt1 | 0 | FALSE | 14
203004 | prm15_fix_wcost_re10_c2p1_tnt1 | 0 | FALSE | 15
203005 | prm15_fix_wcost_re10_c2p1_tnt1 | 0 | FALSE | 16
203006 | prm15_fix_wcost_re10_c2p1_tnt1 | 0 | FALSE | 17
203007 | prm15_fix_wcost_re10_c2p1_tnt1 | 0 | FALSE | 18
203008 | prm15_fix_wcost_re10_c2p1_tnt1 | 0 | FALSE | 19
203009 | prm15_fix_wcost_re10_c2p1_tnt1 | 0 | FALSE | 20
203010 | prm15_fix_wcost_re10_c2p1_tnt1 | 0 | FALSE | 21
203011 | prm15_fix_wcost_re10_c2p1_tnt1 | 0 | FALSE | 22
203012 | prm15_fix_wcost_re10_c2p1_tnt1 | 0 | FALSE | 23
203501 | prm15_fix_wcost_re10_c2p1_tnt1 | 0 | FALSE | 24
203502 | prm15_fix_wcost_re10_c2p1_tnt1 | 0 | FALSE | 25
203503 | prm15_fix_wcost_re10_c2p1_tnt1 | 0 | FALSE | 26
203504 | prm15_fix_wcost_re10_c2p1_tnt1 | 0 | FALSE | 27
203505 | prm15_fix_wcost_re10_c2p1_tnt1 | 0 | FALSE | 28
203506 | prm15_fix_wcost_re10_c2p1_tnt1 | 0 | FALSE | 29
203507 | prm15_fix_wcost_re10_c2p1_tnt1 | 0 | FALSE | 30
203508 | prm15_fix_wcost_re10_c2p1_tnt1 | 0 | FALSE | 31
203509 | prm15_fix_wcost_re10_c2p1_tnt1 | 0 | FALSE | 32
203510 | prm15_fix_wcost_re10_c2p1_tnt1 | 0 | FALSE | 33
203511 | prm15_fix_wcost_re10_c2p1_tnt1 | 0 | FALSE | 34
203512 | prm15_fix_wcost_re10_c2p1_tnt1 | 0 | FALSE | 35
204001 | prm15_fix_wcost_re10_c2p1_tnt1 | 0 | FALSE | 36
204002 | prm15_fix_wcost_re10_c2p1_tnt1 | 0 | FALSE | 37
204003 | prm15_fix_wcost_re10_c2p1_tnt1 | 0 | FALSE | 38
204004 | prm15_fix_wcost_re10_c2p1_tnt1 | 0 | FALSE | 39
204005 | prm15_fix_wcost_re10_c2p1_tnt1 | 0 | FALSE | 40
204006 | prm15_fix_wcost_re10_c2p1_tnt1 | 0 | FALSE | 41
204007 | prm15_fix_wcost_re10_c2p1_tnt1 | 0 | FALSE | 42
204008 | prm15_fix_wcost_re10_c2p1_tnt1 | 0 | FALSE | 43
204009 | prm15_fix_wcost_re10_c2p1_tnt1 | 0 | FALSE | 44
204010 | prm15_fix_wcost_re10_c2p1_tnt1 | 0 | FALSE | 45
204011 | prm15_fix_wcost_re10_c2p1_tnt1 | 0 | FALSE | 46
204012 | prm15_fix_wcost_re10_c2p1_tnt1 | 0 | FALSE | 47
204501 | prm15_fix_wcost_re10_c2p1_tnt1 | 0 | FALSE | 48
204502 | prm15_fix_wcost_re10_c2p1_tnt1 | 0.039593 | FALSE | 49
204503 | prm15_fix_wcost_re10_c2p1_tnt1 | 0.035635 | FALSE | 50
204504 | prm15_fix_wcost_re10_c2p1_tnt1 | 0.49042 | FALSE | 51
204505 | prm15_fix_wcost_re10_c2p1_tnt1 | 0.27879 | FALSE | 52
204506 | prm15_fix_wcost_re10_c2p1_tnt1 | 0.19217 | FALSE | 53
204507 | prm15_fix_wcost_re10_c2p1_tnt1 | 0.097272 | FALSE | 54
204508 | prm15_fix_wcost_re10_c2p1_tnt1 | 0 | FALSE | 55
204509 | prm15_fix_wcost_re10_c2p1_tnt1 | 0.05717 | FALSE | 56
204510 | prm15_fix_wcost_re10_c2p1_tnt1 | 0.13548 | FALSE | 57
204511 | prm15_fix_wcost_re10_c2p1_tnt1 | 0.18957 | FALSE | 58
204512 | prm15_fix_wcost_re10_c2p1_tnt1 | 0.15187 | FALSE | 59
205001 | prm15_fix_wcost_re10_c2p1_tnt1 | 0 | FALSE | 60
205002 | prm15_fix_wcost_re10_c2p1_tnt1 | 0.30181 | FALSE | 61
205003 | prm15_fix_wcost_re10_c2p1_tnt1 | 0.21429 | FALSE | 62
205004 | prm15_fix_wcost_re10_c2p1_tnt1 | 2.0106 | FALSE | 63
205005 | prm15_fix_wcost_re10_c2p1_tnt1 | 2.464 | FALSE | 64
205006 | prm15_fix_wcost_re10_c2p1_tnt1 | 1.846 | FALSE | 65
205007 | prm15_fix_wcost_re10_c2p1_tnt1 | 0.97999 | FALSE | 66
205008 | prm15_fix_wcost_re10_c2p1_tnt1 | 0.7421 | FALSE | 67
205009 | prm15_fix_wcost_re10_c2p1_tnt1 | 0.68834 | FALSE | 68
205010 | prm15_fix_wcost_re10_c2p1_tnt1 | 0.92592 | FALSE | 69
205011 | prm15_fix_wcost_re10_c2p1_tnt1 | 1.3439 | FALSE | 70
205012 | prm15_fix_wcost_re10_c2p1_tnt1 | 1.2222 | FALSE | 71
202501 | prm15_fix_wcost_re11_c2p1_co2_cut90p_tnt1 | 0 | TRUE | 0
202502 | prm15_fix_wcost_re11_c2p1_co2_cut90p_tnt1 | 0 | TRUE | 1
202503 | prm15_fix_wcost_re11_c2p1_co2_cut90p_tnt1 | 0 | TRUE | 2
202504 | prm15_fix_wcost_re11_c2p1_co2_cut90p_tnt1 | 0.033432 | TRUE | 3
202505 | prm15_fix_wcost_re11_c2p1_co2_cut90p_tnt1 | 0 | TRUE | 4
202506 | prm15_fix_wcost_re11_c2p1_co2_cut90p_tnt1 | 0 | TRUE | 5
202507 | prm15_fix_wcost_re11_c2p1_co2_cut90p_tnt1 | 0 | TRUE | 6
202508 | prm15_fix_wcost_re11_c2p1_co2_cut90p_tnt1 | 0 | TRUE | 7
202509 | prm15_fix_wcost_re11_c2p1_co2_cut90p_tnt1 | 0 | TRUE | 8
202510 | prm15_fix_wcost_re11_c2p1_co2_cut90p_tnt1 | 0 | TRUE | 9
202511 | prm15_fix_wcost_re11_c2p1_co2_cut90p_tnt1 | 0 | TRUE | 10
202512 | prm15_fix_wcost_re11_c2p1_co2_cut90p_tnt1 | 0 | TRUE | 11
203001 | prm15_fix_wcost_re11_c2p1_co2_cut90p_tnt1 | 0 | TRUE | 12
203002 | prm15_fix_wcost_re11_c2p1_co2_cut90p_tnt1 | 0 | TRUE | 13
203003 | prm15_fix_wcost_re11_c2p1_co2_cut90p_tnt1 | 0 | TRUE | 14
203004 | prm15_fix_wcost_re11_c2p1_co2_cut90p_tnt1 | 0 | TRUE | 15
203005 | prm15_fix_wcost_re11_c2p1_co2_cut90p_tnt1 | 0 | TRUE | 16
203006 | prm15_fix_wcost_re11_c2p1_co2_cut90p_tnt1 | 0 | TRUE | 17
203007 | prm15_fix_wcost_re11_c2p1_co2_cut90p_tnt1 | 0 | TRUE | 18
203008 | prm15_fix_wcost_re11_c2p1_co2_cut90p_tnt1 | 0 | TRUE | 19
203009 | prm15_fix_wcost_re11_c2p1_co2_cut90p_tnt1 | 0 | TRUE | 20
203010 | prm15_fix_wcost_re11_c2p1_co2_cut90p_tnt1 | 0 | TRUE | 21
203011 | prm15_fix_wcost_re11_c2p1_co2_cut90p_tnt1 | 0 | TRUE | 22
203012 | prm15_fix_wcost_re11_c2p1_co2_cut90p_tnt1 | 0 | TRUE | 23
203501 | prm15_fix_wcost_re11_c2p1_co2_cut90p_tnt1 | 0.4477 | TRUE | 24
203502 | prm15_fix_wcost_re11_c2p1_co2_cut90p_tnt1 | 0.039483 | TRUE | 25
203503 | prm15_fix_wcost_re11_c2p1_co2_cut90p_tnt1 | 0 | TRUE | 26
203504 | prm15_fix_wcost_re11_c2p1_co2_cut90p_tnt1 | 0.71634 | TRUE | 27
203505 | prm15_fix_wcost_re11_c2p1_co2_cut90p_tnt1 | 0.49099 | TRUE | 28
203506 | prm15_fix_wcost_re11_c2p1_co2_cut90p_tnt1 | 0 | TRUE | 29
203507 | prm15_fix_wcost_re11_c2p1_co2_cut90p_tnt1 | 0 | TRUE | 30
203508 | prm15_fix_wcost_re11_c2p1_co2_cut90p_tnt1 | 0.62333 | TRUE | 31
203509 | prm15_fix_wcost_re11_c2p1_co2_cut90p_tnt1 | 0 | TRUE | 32
203510 | prm15_fix_wcost_re11_c2p1_co2_cut90p_tnt1 | 0.40272 | TRUE | 33
203511 | prm15_fix_wcost_re11_c2p1_co2_cut90p_tnt1 | 0.28076 | TRUE | 34
203512 | prm15_fix_wcost_re11_c2p1_co2_cut90p_tnt1 | 0.32818 | TRUE | 35
204001 | prm15_fix_wcost_re11_c2p1_co2_cut90p_tnt1 | 2.1582 | TRUE | 36
204002 | prm15_fix_wcost_re11_c2p1_co2_cut90p_tnt1 | 0.99844 | TRUE | 37
204003 | prm15_fix_wcost_re11_c2p1_co2_cut90p_tnt1 | 0 | TRUE | 38
204004 | prm15_fix_wcost_re11_c2p1_co2_cut90p_tnt1 | 2.207 | TRUE | 39
204005 | prm15_fix_wcost_re11_c2p1_co2_cut90p_tnt1 | 1.7989 | TRUE | 40
204006 | prm15_fix_wcost_re11_c2p1_co2_cut90p_tnt1 | 0.16178 | TRUE | 41
204007 | prm15_fix_wcost_re11_c2p1_co2_cut90p_tnt1 | 0 | TRUE | 42
204008 | prm15_fix_wcost_re11_c2p1_co2_cut90p_tnt1 | 2.541 | TRUE | 43
204009 | prm15_fix_wcost_re11_c2p1_co2_cut90p_tnt1 | 0.47023 | TRUE | 44
204010 | prm15_fix_wcost_re11_c2p1_co2_cut90p_tnt1 | 1.8751 | TRUE | 45
204011 | prm15_fix_wcost_re11_c2p1_co2_cut90p_tnt1 | 1.6924 | TRUE | 46
204012 | prm15_fix_wcost_re11_c2p1_co2_cut90p_tnt1 | 1.5807 | TRUE | 47
204501 | prm15_fix_wcost_re11_c2p1_co2_cut90p_tnt1 | 7.2614 | TRUE | 48
204502 | prm15_fix_wcost_re11_c2p1_co2_cut90p_tnt1 | 4.1869 | TRUE | 49
204503 | prm15_fix_wcost_re11_c2p1_co2_cut90p_tnt1 | 1.0014 | TRUE | 50
204504 | prm15_fix_wcost_re11_c2p1_co2_cut90p_tnt1 | 6.886 | TRUE | 51
204505 | prm15_fix_wcost_re11_c2p1_co2_cut90p_tnt1 | 7.1354 | TRUE | 52
204506 | prm15_fix_wcost_re11_c2p1_co2_cut90p_tnt1 | 4.3921 | TRUE | 53
204507 | prm15_fix_wcost_re11_c2p1_co2_cut90p_tnt1 | 2.6034 | TRUE | 54
204508 | prm15_fix_wcost_re11_c2p1_co2_cut90p_tnt1 | 8.8928 | TRUE | 55
204509 | prm15_fix_wcost_re11_c2p1_co2_cut90p_tnt1 | 4.292 | TRUE | 56
204510 | prm15_fix_wcost_re11_c2p1_co2_cut90p_tnt1 | 7.5357 | TRUE | 57
204511 | prm15_fix_wcost_re11_c2p1_co2_cut90p_tnt1 | 6.9527 | TRUE | 58
204512 | prm15_fix_wcost_re11_c2p1_co2_cut90p_tnt1 | 7.0854 | TRUE | 59
205001 | prm15_fix_wcost_re11_c2p1_co2_cut90p_tnt1 | 18.0167 | TRUE | 60
205002 | prm15_fix_wcost_re11_c2p1_co2_cut90p_tnt1 | 10.7085 | TRUE | 61
205003 | prm15_fix_wcost_re11_c2p1_co2_cut90p_tnt1 | 3.1301 | TRUE | 62
205004 | prm15_fix_wcost_re11_c2p1_co2_cut90p_tnt1 | 16.4551 | TRUE | 63
205005 | prm15_fix_wcost_re11_c2p1_co2_cut90p_tnt1 | 17.6961 | TRUE | 64
205006 | prm15_fix_wcost_re11_c2p1_co2_cut90p_tnt1 | 12.0253 | TRUE | 65
205007 | prm15_fix_wcost_re11_c2p1_co2_cut90p_tnt1 | 5.4117 | TRUE | 66
205008 | prm15_fix_wcost_re11_c2p1_co2_cut90p_tnt1 | 21.3529 | TRUE | 67
205009 | prm15_fix_wcost_re11_c2p1_co2_cut90p_tnt1 | 10.3867 | TRUE | 68
205010 | prm15_fix_wcost_re11_c2p1_co2_cut90p_tnt1 | 17.693 | TRUE | 69
205011 | prm15_fix_wcost_re11_c2p1_co2_cut90p_tnt1 | 16.68 | TRUE | 70
205012 | prm15_fix_wcost_re11_c2p1_co2_cut90p_tnt1 | 17.8551 | TRUE | 71
202501 | prm15_fix_wcost_re11_c2p1_tnt1 | 0 | FALSE | 0
202502 | prm15_fix_wcost_re11_c2p1_tnt1 | 0 | FALSE | 1
202503 | prm15_fix_wcost_re11_c2p1_tnt1 | 0 | FALSE | 2
202504 | prm15_fix_wcost_re11_c2p1_tnt1 | 0.027841 | FALSE | 3
202505 | prm15_fix_wcost_re11_c2p1_tnt1 | 0 | FALSE | 4
202506 | prm15_fix_wcost_re11_c2p1_tnt1 | 0 | FALSE | 5
202507 | prm15_fix_wcost_re11_c2p1_tnt1 | 0 | FALSE | 6
202508 | prm15_fix_wcost_re11_c2p1_tnt1 | 0 | FALSE | 7
202509 | prm15_fix_wcost_re11_c2p1_tnt1 | 0 | FALSE | 8
202510 | prm15_fix_wcost_re11_c2p1_tnt1 | 0 | FALSE | 9
202511 | prm15_fix_wcost_re11_c2p1_tnt1 | 0 | FALSE | 10
202512 | prm15_fix_wcost_re11_c2p1_tnt1 | 0 | FALSE | 11
203001 | prm15_fix_wcost_re11_c2p1_tnt1 | 0 | FALSE | 12
203002 | prm15_fix_wcost_re11_c2p1_tnt1 | 0 | FALSE | 13
203003 | prm15_fix_wcost_re11_c2p1_tnt1 | 0 | FALSE | 14
203004 | prm15_fix_wcost_re11_c2p1_tnt1 | 0 | FALSE | 15
203005 | prm15_fix_wcost_re11_c2p1_tnt1 | 0 | FALSE | 16
203006 | prm15_fix_wcost_re11_c2p1_tnt1 | 0 | FALSE | 17
203007 | prm15_fix_wcost_re11_c2p1_tnt1 | 0 | FALSE | 18
203008 | prm15_fix_wcost_re11_c2p1_tnt1 | 0 | FALSE | 19
203009 | prm15_fix_wcost_re11_c2p1_tnt1 | 0 | FALSE | 20
203010 | prm15_fix_wcost_re11_c2p1_tnt1 | 0 | FALSE | 21
203011 | prm15_fix_wcost_re11_c2p1_tnt1 | 0 | FALSE | 22
203012 | prm15_fix_wcost_re11_c2p1_tnt1 | 0 | FALSE | 23
203501 | prm15_fix_wcost_re11_c2p1_tnt1 | 0 | FALSE | 24
203502 | prm15_fix_wcost_re11_c2p1_tnt1 | 0 | FALSE | 25
203503 | prm15_fix_wcost_re11_c2p1_tnt1 | 0 | FALSE | 26
203504 | prm15_fix_wcost_re11_c2p1_tnt1 | 0 | FALSE | 27
203505 | prm15_fix_wcost_re11_c2p1_tnt1 | 0 | FALSE | 28
203506 | prm15_fix_wcost_re11_c2p1_tnt1 | 0 | FALSE | 29
203507 | prm15_fix_wcost_re11_c2p1_tnt1 | 0 | FALSE | 30
203508 | prm15_fix_wcost_re11_c2p1_tnt1 | 0 | FALSE | 31
203509 | prm15_fix_wcost_re11_c2p1_tnt1 | 0 | FALSE | 32
203510 | prm15_fix_wcost_re11_c2p1_tnt1 | 0 | FALSE | 33
203511 | prm15_fix_wcost_re11_c2p1_tnt1 | 0 | FALSE | 34
203512 | prm15_fix_wcost_re11_c2p1_tnt1 | 0 | FALSE | 35
204001 | prm15_fix_wcost_re11_c2p1_tnt1 | 0.0024734 | FALSE | 36
204002 | prm15_fix_wcost_re11_c2p1_tnt1 | 0 | FALSE | 37
204003 | prm15_fix_wcost_re11_c2p1_tnt1 | 0 | FALSE | 38
204004 | prm15_fix_wcost_re11_c2p1_tnt1 | 0.031955 | FALSE | 39
204005 | prm15_fix_wcost_re11_c2p1_tnt1 | 0 | FALSE | 40
204006 | prm15_fix_wcost_re11_c2p1_tnt1 | 0 | FALSE | 41
204007 | prm15_fix_wcost_re11_c2p1_tnt1 | 0 | FALSE | 42
204008 | prm15_fix_wcost_re11_c2p1_tnt1 | 0 | FALSE | 43
204009 | prm15_fix_wcost_re11_c2p1_tnt1 | 0 | FALSE | 44
204010 | prm15_fix_wcost_re11_c2p1_tnt1 | 0.013543 | FALSE | 45
204011 | prm15_fix_wcost_re11_c2p1_tnt1 | 0 | FALSE | 46
204012 | prm15_fix_wcost_re11_c2p1_tnt1 | 0.0070783 | FALSE | 47
204501 | prm15_fix_wcost_re11_c2p1_tnt1 | 0.031644 | FALSE | 48
204502 | prm15_fix_wcost_re11_c2p1_tnt1 | 0.18774 | FALSE | 49
204503 | prm15_fix_wcost_re11_c2p1_tnt1 | 0.13638 | FALSE | 50
204504 | prm15_fix_wcost_re11_c2p1_tnt1 | 0.73531 | FALSE | 51
204505 | prm15_fix_wcost_re11_c2p1_tnt1 | 0.59066 | FALSE | 52
204506 | prm15_fix_wcost_re11_c2p1_tnt1 | 0.59844 | FALSE | 53
204507 | prm15_fix_wcost_re11_c2p1_tnt1 | 0.35965 | FALSE | 54
204508 | prm15_fix_wcost_re11_c2p1_tnt1 | 0 | FALSE | 55
204509 | prm15_fix_wcost_re11_c2p1_tnt1 | 0.25677 | FALSE | 56
204510 | prm15_fix_wcost_re11_c2p1_tnt1 | 0.46573 | FALSE | 57
204511 | prm15_fix_wcost_re11_c2p1_tnt1 | 0.44966 | FALSE | 58
204512 | prm15_fix_wcost_re11_c2p1_tnt1 | 0.46433 | FALSE | 59
205001 | prm15_fix_wcost_re11_c2p1_tnt1 | 0.0031836 | FALSE | 60
205002 | prm15_fix_wcost_re11_c2p1_tnt1 | 0.49623 | FALSE | 61
205003 | prm15_fix_wcost_re11_c2p1_tnt1 | 0.36007 | FALSE | 62
205004 | prm15_fix_wcost_re11_c2p1_tnt1 | 2.2813 | FALSE | 63
205005 | prm15_fix_wcost_re11_c2p1_tnt1 | 2.6945 | FALSE | 64
205006 | prm15_fix_wcost_re11_c2p1_tnt1 | 2.414 | FALSE | 65
205007 | prm15_fix_wcost_re11_c2p1_tnt1 | 1.4174 | FALSE | 66
205008 | prm15_fix_wcost_re11_c2p1_tnt1 | 1.3133 | FALSE | 67
205009 | prm15_fix_wcost_re11_c2p1_tnt1 | 1.1194 | FALSE | 68
205010 | prm15_fix_wcost_re11_c2p1_tnt1 | 1.3055 | FALSE | 69
205011 | prm15_fix_wcost_re11_c2p1_tnt1 | 1.805 | FALSE | 70
205012 | prm15_fix_wcost_re11_c2p1_tnt1 | 1.6485 | FALSE | 71
202501 | prm15_fix_wcost_re12_c2p1_co2_cut90p_tnt1 | 0 | TRUE | 0
202502 | prm15_fix_wcost_re12_c2p1_co2_cut90p_tnt1 | 0 | TRUE | 1
202503 | prm15_fix_wcost_re12_c2p1_co2_cut90p_tnt1 | 0 | TRUE | 2
202504 | prm15_fix_wcost_re12_c2p1_co2_cut90p_tnt1 | 0.009974 | TRUE | 3
202505 | prm15_fix_wcost_re12_c2p1_co2_cut90p_tnt1 | 0 | TRUE | 4
202506 | prm15_fix_wcost_re12_c2p1_co2_cut90p_tnt1 | 0 | TRUE | 5
202507 | prm15_fix_wcost_re12_c2p1_co2_cut90p_tnt1 | 0 | TRUE | 6
202508 | prm15_fix_wcost_re12_c2p1_co2_cut90p_tnt1 | 0 | TRUE | 7
202509 | prm15_fix_wcost_re12_c2p1_co2_cut90p_tnt1 | 0 | TRUE | 8
202510 | prm15_fix_wcost_re12_c2p1_co2_cut90p_tnt1 | 0 | TRUE | 9
202511 | prm15_fix_wcost_re12_c2p1_co2_cut90p_tnt1 | 0 | TRUE | 10
202512 | prm15_fix_wcost_re12_c2p1_co2_cut90p_tnt1 | 0 | TRUE | 11
203001 | prm15_fix_wcost_re12_c2p1_co2_cut90p_tnt1 | 0 | TRUE | 12
203002 | prm15_fix_wcost_re12_c2p1_co2_cut90p_tnt1 | 0 | TRUE | 13
203003 | prm15_fix_wcost_re12_c2p1_co2_cut90p_tnt1 | 0 | TRUE | 14
203004 | prm15_fix_wcost_re12_c2p1_co2_cut90p_tnt1 | 0 | TRUE | 15
203005 | prm15_fix_wcost_re12_c2p1_co2_cut90p_tnt1 | 0 | TRUE | 16
203006 | prm15_fix_wcost_re12_c2p1_co2_cut90p_tnt1 | 0 | TRUE | 17
203007 | prm15_fix_wcost_re12_c2p1_co2_cut90p_tnt1 | 0 | TRUE | 18
203008 | prm15_fix_wcost_re12_c2p1_co2_cut90p_tnt1 | 0 | TRUE | 19
203009 | prm15_fix_wcost_re12_c2p1_co2_cut90p_tnt1 | 0 | TRUE | 20
203010 | prm15_fix_wcost_re12_c2p1_co2_cut90p_tnt1 | 0 | TRUE | 21
203011 | prm15_fix_wcost_re12_c2p1_co2_cut90p_tnt1 | 0 | TRUE | 22
203012 | prm15_fix_wcost_re12_c2p1_co2_cut90p_tnt1 | 0 | TRUE | 23
203501 | prm15_fix_wcost_re12_c2p1_co2_cut90p_tnt1 | 0.61464 | TRUE | 24
203502 | prm15_fix_wcost_re12_c2p1_co2_cut90p_tnt1 | 0.13102 | TRUE | 25
203503 | prm15_fix_wcost_re12_c2p1_co2_cut90p_tnt1 | 0 | TRUE | 26
203504 | prm15_fix_wcost_re12_c2p1_co2_cut90p_tnt1 | 0.69881 | TRUE | 27
203505 | prm15_fix_wcost_re12_c2p1_co2_cut90p_tnt1 | 0.58013 | TRUE | 28
203506 | prm15_fix_wcost_re12_c2p1_co2_cut90p_tnt1 | 0 | TRUE | 29
203507 | prm15_fix_wcost_re12_c2p1_co2_cut90p_tnt1 | 0 | TRUE | 30
203508 | prm15_fix_wcost_re12_c2p1_co2_cut90p_tnt1 | 0.91612 | TRUE | 31
203509 | prm15_fix_wcost_re12_c2p1_co2_cut90p_tnt1 | 0 | TRUE | 32
203510 | prm15_fix_wcost_re12_c2p1_co2_cut90p_tnt1 | 0.56975 | TRUE | 33
203511 | prm15_fix_wcost_re12_c2p1_co2_cut90p_tnt1 | 0.44797 | TRUE | 34
203512 | prm15_fix_wcost_re12_c2p1_co2_cut90p_tnt1 | 0.44946 | TRUE | 35
204001 | prm15_fix_wcost_re12_c2p1_co2_cut90p_tnt1 | 1.6982 | TRUE | 36
204002 | prm15_fix_wcost_re12_c2p1_co2_cut90p_tnt1 | 0.74268 | TRUE | 37
204003 | prm15_fix_wcost_re12_c2p1_co2_cut90p_tnt1 | 0 | TRUE | 38
204004 | prm15_fix_wcost_re12_c2p1_co2_cut90p_tnt1 | 1.8485 | TRUE | 39
204005 | prm15_fix_wcost_re12_c2p1_co2_cut90p_tnt1 | 1.3432 | TRUE | 40
204006 | prm15_fix_wcost_re12_c2p1_co2_cut90p_tnt1 | 0.013309 | TRUE | 41
204007 | prm15_fix_wcost_re12_c2p1_co2_cut90p_tnt1 | 0 | TRUE | 42
204008 | prm15_fix_wcost_re12_c2p1_co2_cut90p_tnt1 | 2.1777 | TRUE | 43
204009 | prm15_fix_wcost_re12_c2p1_co2_cut90p_tnt1 | 0.27585 | TRUE | 44
204010 | prm15_fix_wcost_re12_c2p1_co2_cut90p_tnt1 | 1.5723 | TRUE | 45
204011 | prm15_fix_wcost_re12_c2p1_co2_cut90p_tnt1 | 1.2863 | TRUE | 46
204012 | prm15_fix_wcost_re12_c2p1_co2_cut90p_tnt1 | 1.2379 | TRUE | 47
204501 | prm15_fix_wcost_re12_c2p1_co2_cut90p_tnt1 | 7.415 | TRUE | 48
204502 | prm15_fix_wcost_re12_c2p1_co2_cut90p_tnt1 | 4.3939 | TRUE | 49
204503 | prm15_fix_wcost_re12_c2p1_co2_cut90p_tnt1 | 1.1609 | TRUE | 50
204504 | prm15_fix_wcost_re12_c2p1_co2_cut90p_tnt1 | 6.6627 | TRUE | 51
204505 | prm15_fix_wcost_re12_c2p1_co2_cut90p_tnt1 | 6.9666 | TRUE | 52
204506 | prm15_fix_wcost_re12_c2p1_co2_cut90p_tnt1 | 4.6102 | TRUE | 53
204507 | prm15_fix_wcost_re12_c2p1_co2_cut90p_tnt1 | 2.8925 | TRUE | 54
204508 | prm15_fix_wcost_re12_c2p1_co2_cut90p_tnt1 | 9.0898 | TRUE | 55
204509 | prm15_fix_wcost_re12_c2p1_co2_cut90p_tnt1 | 4.3496 | TRUE | 56
204510 | prm15_fix_wcost_re12_c2p1_co2_cut90p_tnt1 | 7.6178 | TRUE | 57
204511 | prm15_fix_wcost_re12_c2p1_co2_cut90p_tnt1 | 7.3278 | TRUE | 58
204512 | prm15_fix_wcost_re12_c2p1_co2_cut90p_tnt1 | 7.3544 | TRUE | 59
205001 | prm15_fix_wcost_re12_c2p1_co2_cut90p_tnt1 | 21.9206 | TRUE | 60
205002 | prm15_fix_wcost_re12_c2p1_co2_cut90p_tnt1 | 13.7105 | TRUE | 61
205003 | prm15_fix_wcost_re12_c2p1_co2_cut90p_tnt1 | 3.4796 | TRUE | 62
205004 | prm15_fix_wcost_re12_c2p1_co2_cut90p_tnt1 | 18.7437 | TRUE | 63
205005 | prm15_fix_wcost_re12_c2p1_co2_cut90p_tnt1 | 20.7757 | TRUE | 64
205006 | prm15_fix_wcost_re12_c2p1_co2_cut90p_tnt1 | 14.9705 | TRUE | 65
205007 | prm15_fix_wcost_re12_c2p1_co2_cut90p_tnt1 | 7.6653 | TRUE | 66
205008 | prm15_fix_wcost_re12_c2p1_co2_cut90p_tnt1 | 26.3561 | TRUE | 67
205009 | prm15_fix_wcost_re12_c2p1_co2_cut90p_tnt1 | 14.1237 | TRUE | 68
205010 | prm15_fix_wcost_re12_c2p1_co2_cut90p_tnt1 | 20.9824 | TRUE | 69
205011 | prm15_fix_wcost_re12_c2p1_co2_cut90p_tnt1 | 19.7372 | TRUE | 70
205012 | prm15_fix_wcost_re12_c2p1_co2_cut90p_tnt1 | 21.8557 | TRUE | 71
202501 | prm15_fix_wcost_re12_c2p1_tnt1 | 0 | FALSE | 0
202502 | prm15_fix_wcost_re12_c2p1_tnt1 | 0 | FALSE | 1
202503 | prm15_fix_wcost_re12_c2p1_tnt1 | 0 | FALSE | 2
202504 | prm15_fix_wcost_re12_c2p1_tnt1 | 0 | FALSE | 3
202505 | prm15_fix_wcost_re12_c2p1_tnt1 | 0 | FALSE | 4
202506 | prm15_fix_wcost_re12_c2p1_tnt1 | 0 | FALSE | 5
202507 | prm15_fix_wcost_re12_c2p1_tnt1 | 0 | FALSE | 6
202508 | prm15_fix_wcost_re12_c2p1_tnt1 | 0 | FALSE | 7
202509 | prm15_fix_wcost_re12_c2p1_tnt1 | 0 | FALSE | 8
202510 | prm15_fix_wcost_re12_c2p1_tnt1 | 0 | FALSE | 9
202511 | prm15_fix_wcost_re12_c2p1_tnt1 | 0 | FALSE | 10
202512 | prm15_fix_wcost_re12_c2p1_tnt1 | 0 | FALSE | 11
203001 | prm15_fix_wcost_re12_c2p1_tnt1 | 0 | FALSE | 12
203002 | prm15_fix_wcost_re12_c2p1_tnt1 | 0 | FALSE | 13
203003 | prm15_fix_wcost_re12_c2p1_tnt1 | 0 | FALSE | 14
203004 | prm15_fix_wcost_re12_c2p1_tnt1 | 0 | FALSE | 15
203005 | prm15_fix_wcost_re12_c2p1_tnt1 | 0 | FALSE | 16
203006 | prm15_fix_wcost_re12_c2p1_tnt1 | 0 | FALSE | 17
203007 | prm15_fix_wcost_re12_c2p1_tnt1 | 0 | FALSE | 18
203008 | prm15_fix_wcost_re12_c2p1_tnt1 | 0 | FALSE | 19
203009 | prm15_fix_wcost_re12_c2p1_tnt1 | 0 | FALSE | 20
203010 | prm15_fix_wcost_re12_c2p1_tnt1 | 0 | FALSE | 21
203011 | prm15_fix_wcost_re12_c2p1_tnt1 | 0 | FALSE | 22
203012 | prm15_fix_wcost_re12_c2p1_tnt1 | 0 | FALSE | 23
203501 | prm15_fix_wcost_re12_c2p1_tnt1 | 0 | FALSE | 24
203502 | prm15_fix_wcost_re12_c2p1_tnt1 | 0 | FALSE | 25
203503 | prm15_fix_wcost_re12_c2p1_tnt1 | 0 | FALSE | 26
203504 | prm15_fix_wcost_re12_c2p1_tnt1 | 0 | FALSE | 27
203505 | prm15_fix_wcost_re12_c2p1_tnt1 | 0 | FALSE | 28
203506 | prm15_fix_wcost_re12_c2p1_tnt1 | 0 | FALSE | 29
203507 | prm15_fix_wcost_re12_c2p1_tnt1 | 0 | FALSE | 30
203508 | prm15_fix_wcost_re12_c2p1_tnt1 | 0 | FALSE | 31
203509 | prm15_fix_wcost_re12_c2p1_tnt1 | 0 | FALSE | 32
203510 | prm15_fix_wcost_re12_c2p1_tnt1 | 0 | FALSE | 33
203511 | prm15_fix_wcost_re12_c2p1_tnt1 | 0 | FALSE | 34
203512 | prm15_fix_wcost_re12_c2p1_tnt1 | 0 | FALSE | 35
204001 | prm15_fix_wcost_re12_c2p1_tnt1 | 0 | FALSE | 36
204002 | prm15_fix_wcost_re12_c2p1_tnt1 | 0 | FALSE | 37
204003 | prm15_fix_wcost_re12_c2p1_tnt1 | 0 | FALSE | 38
204004 | prm15_fix_wcost_re12_c2p1_tnt1 | 0 | FALSE | 39
204005 | prm15_fix_wcost_re12_c2p1_tnt1 | 0 | FALSE | 40
204006 | prm15_fix_wcost_re12_c2p1_tnt1 | 0 | FALSE | 41
204007 | prm15_fix_wcost_re12_c2p1_tnt1 | 0 | FALSE | 42
204008 | prm15_fix_wcost_re12_c2p1_tnt1 | 0 | FALSE | 43
204009 | prm15_fix_wcost_re12_c2p1_tnt1 | 0 | FALSE | 44
204010 | prm15_fix_wcost_re12_c2p1_tnt1 | 0 | FALSE | 45
204011 | prm15_fix_wcost_re12_c2p1_tnt1 | 0 | FALSE | 46
204012 | prm15_fix_wcost_re12_c2p1_tnt1 | 0 | FALSE | 47
204501 | prm15_fix_wcost_re12_c2p1_tnt1 | 0 | FALSE | 48
204502 | prm15_fix_wcost_re12_c2p1_tnt1 | 0.013357 | FALSE | 49
204503 | prm15_fix_wcost_re12_c2p1_tnt1 | 0.020187 | FALSE | 50
204504 | prm15_fix_wcost_re12_c2p1_tnt1 | 0.15469 | FALSE | 51
204505 | prm15_fix_wcost_re12_c2p1_tnt1 | 0.173 | FALSE | 52
204506 | prm15_fix_wcost_re12_c2p1_tnt1 | 0.10172 | FALSE | 53
204507 | prm15_fix_wcost_re12_c2p1_tnt1 | 0.051508 | FALSE | 54
204508 | prm15_fix_wcost_re12_c2p1_tnt1 | 0 | FALSE | 55
204509 | prm15_fix_wcost_re12_c2p1_tnt1 | 0.032867 | FALSE | 56
204510 | prm15_fix_wcost_re12_c2p1_tnt1 | 0.072141 | FALSE | 57
204511 | prm15_fix_wcost_re12_c2p1_tnt1 | 0.10318 | FALSE | 58
204512 | prm15_fix_wcost_re12_c2p1_tnt1 | 0.078168 | FALSE | 59
205001 | prm15_fix_wcost_re12_c2p1_tnt1 | 0 | FALSE | 60
205002 | prm15_fix_wcost_re12_c2p1_tnt1 | 0.034629 | FALSE | 61
205003 | prm15_fix_wcost_re12_c2p1_tnt1 | 0.073538 | FALSE | 62
205004 | prm15_fix_wcost_re12_c2p1_tnt1 | 1.2516 | FALSE | 63
205005 | prm15_fix_wcost_re12_c2p1_tnt1 | 2.0319 | FALSE | 64
205006 | prm15_fix_wcost_re12_c2p1_tnt1 | 1.486 | FALSE | 65
205007 | prm15_fix_wcost_re12_c2p1_tnt1 | 0.61779 | FALSE | 66
205008 | prm15_fix_wcost_re12_c2p1_tnt1 | 0.18992 | FALSE | 67
205009 | prm15_fix_wcost_re12_c2p1_tnt1 | 0.45836 | FALSE | 68
205010 | prm15_fix_wcost_re12_c2p1_tnt1 | 0.41881 | FALSE | 69
205011 | prm15_fix_wcost_re12_c2p1_tnt1 | 0.96489 | FALSE | 70
205012 | prm15_fix_wcost_re12_c2p1_tnt1 | 0.86079 | FALSE | 71
202501 | prm15_fix_wcost_re13_c2p1_co2_cut90p_tnt1 | 0 | TRUE | 0
202502 | prm15_fix_wcost_re13_c2p1_co2_cut90p_tnt1 | 0 | TRUE | 1
202503 | prm15_fix_wcost_re13_c2p1_co2_cut90p_tnt1 | 0 | TRUE | 2
202504 | prm15_fix_wcost_re13_c2p1_co2_cut90p_tnt1 | 1.479 | TRUE | 3
202505 | prm15_fix_wcost_re13_c2p1_co2_cut90p_tnt1 | 0 | TRUE | 4
202506 | prm15_fix_wcost_re13_c2p1_co2_cut90p_tnt1 | 0 | TRUE | 5
202507 | prm15_fix_wcost_re13_c2p1_co2_cut90p_tnt1 | 0 | TRUE | 6
202508 | prm15_fix_wcost_re13_c2p1_co2_cut90p_tnt1 | 0 | TRUE | 7
202509 | prm15_fix_wcost_re13_c2p1_co2_cut90p_tnt1 | 0 | TRUE | 8
202510 | prm15_fix_wcost_re13_c2p1_co2_cut90p_tnt1 | 0 | TRUE | 9
202511 | prm15_fix_wcost_re13_c2p1_co2_cut90p_tnt1 | 0 | TRUE | 10
202512 | prm15_fix_wcost_re13_c2p1_co2_cut90p_tnt1 | 0 | TRUE | 11
203001 | prm15_fix_wcost_re13_c2p1_co2_cut90p_tnt1 | 0 | TRUE | 12
203002 | prm15_fix_wcost_re13_c2p1_co2_cut90p_tnt1 | 0 | TRUE | 13
203003 | prm15_fix_wcost_re13_c2p1_co2_cut90p_tnt1 | 0 | TRUE | 14
203004 | prm15_fix_wcost_re13_c2p1_co2_cut90p_tnt1 | 2.3514 | TRUE | 15
203005 | prm15_fix_wcost_re13_c2p1_co2_cut90p_tnt1 | 0 | TRUE | 16
203006 | prm15_fix_wcost_re13_c2p1_co2_cut90p_tnt1 | 0 | TRUE | 17
203007 | prm15_fix_wcost_re13_c2p1_co2_cut90p_tnt1 | 0 | TRUE | 18
203008 | prm15_fix_wcost_re13_c2p1_co2_cut90p_tnt1 | 0 | TRUE | 19
203009 | prm15_fix_wcost_re13_c2p1_co2_cut90p_tnt1 | 0 | TRUE | 20
203010 | prm15_fix_wcost_re13_c2p1_co2_cut90p_tnt1 | 0 | TRUE | 21
203011 | prm15_fix_wcost_re13_c2p1_co2_cut90p_tnt1 | 0 | TRUE | 22
203012 | prm15_fix_wcost_re13_c2p1_co2_cut90p_tnt1 | 0 | TRUE | 23
203501 | prm15_fix_wcost_re13_c2p1_co2_cut90p_tnt1 | 2.7421 | TRUE | 24
203502 | prm15_fix_wcost_re13_c2p1_co2_cut90p_tnt1 | 0.098609 | TRUE | 25
203503 | prm15_fix_wcost_re13_c2p1_co2_cut90p_tnt1 | 0 | TRUE | 26
203504 | prm15_fix_wcost_re13_c2p1_co2_cut90p_tnt1 | 10.7762 | TRUE | 27
203505 | prm15_fix_wcost_re13_c2p1_co2_cut90p_tnt1 | 2.1337 | TRUE | 28
203506 | prm15_fix_wcost_re13_c2p1_co2_cut90p_tnt1 | 0 | TRUE | 29
203507 | prm15_fix_wcost_re13_c2p1_co2_cut90p_tnt1 | 0.007665 | TRUE | 30
203508 | prm15_fix_wcost_re13_c2p1_co2_cut90p_tnt1 | 1.4631 | TRUE | 31
203509 | prm15_fix_wcost_re13_c2p1_co2_cut90p_tnt1 | 0.0035829 | TRUE | 32
203510 | prm15_fix_wcost_re13_c2p1_co2_cut90p_tnt1 | 0.81092 | TRUE | 33
203511 | prm15_fix_wcost_re13_c2p1_co2_cut90p_tnt1 | 1.5882 | TRUE | 34
203512 | prm15_fix_wcost_re13_c2p1_co2_cut90p_tnt1 | 1.6673 | TRUE | 35
204001 | prm15_fix_wcost_re13_c2p1_co2_cut90p_tnt1 | 5.5903 | TRUE | 36
204002 | prm15_fix_wcost_re13_c2p1_co2_cut90p_tnt1 | 1.7124 | TRUE | 37
204003 | prm15_fix_wcost_re13_c2p1_co2_cut90p_tnt1 | 0.3264 | TRUE | 38
204004 | prm15_fix_wcost_re13_c2p1_co2_cut90p_tnt1 | 16.1477 | TRUE | 39
204005 | prm15_fix_wcost_re13_c2p1_co2_cut90p_tnt1 | 4.9587 | TRUE | 40
204006 | prm15_fix_wcost_re13_c2p1_co2_cut90p_tnt1 | 0.21717 | TRUE | 41
204007 | prm15_fix_wcost_re13_c2p1_co2_cut90p_tnt1 | 0.23869 | TRUE | 42
204008 | prm15_fix_wcost_re13_c2p1_co2_cut90p_tnt1 | 4.8191 | TRUE | 43
204009 | prm15_fix_wcost_re13_c2p1_co2_cut90p_tnt1 | 0.55774 | TRUE | 44
204010 | prm15_fix_wcost_re13_c2p1_co2_cut90p_tnt1 | 3.9277 | TRUE | 45
204011 | prm15_fix_wcost_re13_c2p1_co2_cut90p_tnt1 | 4.6356 | TRUE | 46
204012 | prm15_fix_wcost_re13_c2p1_co2_cut90p_tnt1 | 4.3976 | TRUE | 47
204501 | prm15_fix_wcost_re13_c2p1_co2_cut90p_tnt1 | 13.8582 | TRUE | 48
204502 | prm15_fix_wcost_re13_c2p1_co2_cut90p_tnt1 | 8.4498 | TRUE | 49
204503 | prm15_fix_wcost_re13_c2p1_co2_cut90p_tnt1 | 1.7441 | TRUE | 50
204504 | prm15_fix_wcost_re13_c2p1_co2_cut90p_tnt1 | 23.9585 | TRUE | 51
204505 | prm15_fix_wcost_re13_c2p1_co2_cut90p_tnt1 | 14.2133 | TRUE | 52
204506 | prm15_fix_wcost_re13_c2p1_co2_cut90p_tnt1 | 9.0149 | TRUE | 53
204507 | prm15_fix_wcost_re13_c2p1_co2_cut90p_tnt1 | 3.6809 | TRUE | 54
204508 | prm15_fix_wcost_re13_c2p1_co2_cut90p_tnt1 | 14.4278 | TRUE | 55
204509 | prm15_fix_wcost_re13_c2p1_co2_cut90p_tnt1 | 6.4149 | TRUE | 56
204510 | prm15_fix_wcost_re13_c2p1_co2_cut90p_tnt1 | 13.134 | TRUE | 57
204511 | prm15_fix_wcost_re13_c2p1_co2_cut90p_tnt1 | 13.0568 | TRUE | 58
204512 | prm15_fix_wcost_re13_c2p1_co2_cut90p_tnt1 | 13.1552 | TRUE | 59
205001 | prm15_fix_wcost_re13_c2p1_co2_cut90p_tnt1 | 23.0605 | TRUE | 60
205002 | prm15_fix_wcost_re13_c2p1_co2_cut90p_tnt1 | 14.8092 | TRUE | 61
205003 | prm15_fix_wcost_re13_c2p1_co2_cut90p_tnt1 | 2.5837 | TRUE | 62
205004 | prm15_fix_wcost_re13_c2p1_co2_cut90p_tnt1 | 32.7051 | TRUE | 63
205005 | prm15_fix_wcost_re13_c2p1_co2_cut90p_tnt1 | 25.7841 | TRUE | 64
205006 | prm15_fix_wcost_re13_c2p1_co2_cut90p_tnt1 | 21.8653 | TRUE | 65
205007 | prm15_fix_wcost_re13_c2p1_co2_cut90p_tnt1 | 6.4605 | TRUE | 66
205008 | prm15_fix_wcost_re13_c2p1_co2_cut90p_tnt1 | 26.6493 | TRUE | 67
205009 | prm15_fix_wcost_re13_c2p1_co2_cut90p_tnt1 | 14.1379 | TRUE | 68
205010 | prm15_fix_wcost_re13_c2p1_co2_cut90p_tnt1 | 20.775 | TRUE | 69
205011 | prm15_fix_wcost_re13_c2p1_co2_cut90p_tnt1 | 20.3011 | TRUE | 70
205012 | prm15_fix_wcost_re13_c2p1_co2_cut90p_tnt1 | 21.9817 | TRUE | 71
202501 | prm15_fix_wcost_re13_c2p1_tnt1 | 0 | FALSE | 0
202502 | prm15_fix_wcost_re13_c2p1_tnt1 | 0 | FALSE | 1
202503 | prm15_fix_wcost_re13_c2p1_tnt1 | 0 | FALSE | 2
202504 | prm15_fix_wcost_re13_c2p1_tnt1 | 0 | FALSE | 3
202505 | prm15_fix_wcost_re13_c2p1_tnt1 | 0 | FALSE | 4
202506 | prm15_fix_wcost_re13_c2p1_tnt1 | 0 | FALSE | 5
202507 | prm15_fix_wcost_re13_c2p1_tnt1 | 0 | FALSE | 6
202508 | prm15_fix_wcost_re13_c2p1_tnt1 | 0 | FALSE | 7
202509 | prm15_fix_wcost_re13_c2p1_tnt1 | 0 | FALSE | 8
202510 | prm15_fix_wcost_re13_c2p1_tnt1 | 0 | FALSE | 9
202511 | prm15_fix_wcost_re13_c2p1_tnt1 | 0 | FALSE | 10
202512 | prm15_fix_wcost_re13_c2p1_tnt1 | 0 | FALSE | 11
203001 | prm15_fix_wcost_re13_c2p1_tnt1 | 0 | FALSE | 12
203002 | prm15_fix_wcost_re13_c2p1_tnt1 | 0 | FALSE | 13
203003 | prm15_fix_wcost_re13_c2p1_tnt1 | 0 | FALSE | 14
203004 | prm15_fix_wcost_re13_c2p1_tnt1 | 0 | FALSE | 15
203005 | prm15_fix_wcost_re13_c2p1_tnt1 | 0 | FALSE | 16
203006 | prm15_fix_wcost_re13_c2p1_tnt1 | 0 | FALSE | 17
203007 | prm15_fix_wcost_re13_c2p1_tnt1 | 0 | FALSE | 18
203008 | prm15_fix_wcost_re13_c2p1_tnt1 | 0 | FALSE | 19
203009 | prm15_fix_wcost_re13_c2p1_tnt1 | 0 | FALSE | 20
203010 | prm15_fix_wcost_re13_c2p1_tnt1 | 0 | FALSE | 21
203011 | prm15_fix_wcost_re13_c2p1_tnt1 | 0 | FALSE | 22
203012 | prm15_fix_wcost_re13_c2p1_tnt1 | 0 | FALSE | 23
203501 | prm15_fix_wcost_re13_c2p1_tnt1 | 0 | FALSE | 24
203502 | prm15_fix_wcost_re13_c2p1_tnt1 | 0 | FALSE | 25
203503 | prm15_fix_wcost_re13_c2p1_tnt1 | 0 | FALSE | 26
203504 | prm15_fix_wcost_re13_c2p1_tnt1 | 0 | FALSE | 27
203505 | prm15_fix_wcost_re13_c2p1_tnt1 | 0 | FALSE | 28
203506 | prm15_fix_wcost_re13_c2p1_tnt1 | 0 | FALSE | 29
203507 | prm15_fix_wcost_re13_c2p1_tnt1 | 0 | FALSE | 30
203508 | prm15_fix_wcost_re13_c2p1_tnt1 | 0 | FALSE | 31
203509 | prm15_fix_wcost_re13_c2p1_tnt1 | 0 | FALSE | 32
203510 | prm15_fix_wcost_re13_c2p1_tnt1 | 0 | FALSE | 33
203511 | prm15_fix_wcost_re13_c2p1_tnt1 | 0 | FALSE | 34
203512 | prm15_fix_wcost_re13_c2p1_tnt1 | 0 | FALSE | 35
204001 | prm15_fix_wcost_re13_c2p1_tnt1 | 0 | FALSE | 36
204002 | prm15_fix_wcost_re13_c2p1_tnt1 | 0 | FALSE | 37
204003 | prm15_fix_wcost_re13_c2p1_tnt1 | 0 | FALSE | 38
204004 | prm15_fix_wcost_re13_c2p1_tnt1 | 0 | FALSE | 39
204005 | prm15_fix_wcost_re13_c2p1_tnt1 | 0 | FALSE | 40
204006 | prm15_fix_wcost_re13_c2p1_tnt1 | 0 | FALSE | 41
204007 | prm15_fix_wcost_re13_c2p1_tnt1 | 0 | FALSE | 42
204008 | prm15_fix_wcost_re13_c2p1_tnt1 | 0 | FALSE | 43
204009 | prm15_fix_wcost_re13_c2p1_tnt1 | 0 | FALSE | 44
204010 | prm15_fix_wcost_re13_c2p1_tnt1 | 0 | FALSE | 45
204011 | prm15_fix_wcost_re13_c2p1_tnt1 | 0 | FALSE | 46
204012 | prm15_fix_wcost_re13_c2p1_tnt1 | 0 | FALSE | 47
204501 | prm15_fix_wcost_re13_c2p1_tnt1 | 0 | FALSE | 48
204502 | prm15_fix_wcost_re13_c2p1_tnt1 | 0.0045465 | FALSE | 49
204503 | prm15_fix_wcost_re13_c2p1_tnt1 | 0 | FALSE | 50
204504 | prm15_fix_wcost_re13_c2p1_tnt1 | 0.24673 | FALSE | 51
204505 | prm15_fix_wcost_re13_c2p1_tnt1 | 0.22278 | FALSE | 52
204506 | prm15_fix_wcost_re13_c2p1_tnt1 | 0.10545 | FALSE | 53
204507 | prm15_fix_wcost_re13_c2p1_tnt1 | 0.031024 | FALSE | 54
204508 | prm15_fix_wcost_re13_c2p1_tnt1 | 0 | FALSE | 55
204509 | prm15_fix_wcost_re13_c2p1_tnt1 | 0 | FALSE | 56
204510 | prm15_fix_wcost_re13_c2p1_tnt1 | 0.083034 | FALSE | 57
204511 | prm15_fix_wcost_re13_c2p1_tnt1 | 0.17028 | FALSE | 58
204512 | prm15_fix_wcost_re13_c2p1_tnt1 | 0.10496 | FALSE | 59
205001 | prm15_fix_wcost_re13_c2p1_tnt1 | 0 | FALSE | 60
205002 | prm15_fix_wcost_re13_c2p1_tnt1 | 0.099059 | FALSE | 61
205003 | prm15_fix_wcost_re13_c2p1_tnt1 | 0 | FALSE | 62
205004 | prm15_fix_wcost_re13_c2p1_tnt1 | 1.3752 | FALSE | 63
205005 | prm15_fix_wcost_re13_c2p1_tnt1 | 1.8363 | FALSE | 64
205006 | prm15_fix_wcost_re13_c2p1_tnt1 | 1.1019 | FALSE | 65
205007 | prm15_fix_wcost_re13_c2p1_tnt1 | 0.48964 | FALSE | 66
205008 | prm15_fix_wcost_re13_c2p1_tnt1 | 0 | FALSE | 67
205009 | prm15_fix_wcost_re13_c2p1_tnt1 | 0.29908 | FALSE | 68
205010 | prm15_fix_wcost_re13_c2p1_tnt1 | 0.36281 | FALSE | 69
205011 | prm15_fix_wcost_re13_c2p1_tnt1 | 0.95432 | FALSE | 70
205012 | prm15_fix_wcost_re13_c2p1_tnt1 | 0.82946 | FALSE | 71
202501 | prm15_fix_wcost_re14_c2p1_co2_cut90p_tnt1 | 0 | TRUE | 0
202502 | prm15_fix_wcost_re14_c2p1_co2_cut90p_tnt1 | 0 | TRUE | 1
202503 | prm15_fix_wcost_re14_c2p1_co2_cut90p_tnt1 | 0 | TRUE | 2
202504 | prm15_fix_wcost_re14_c2p1_co2_cut90p_tnt1 | 0.01873 | TRUE | 3
202505 | prm15_fix_wcost_re14_c2p1_co2_cut90p_tnt1 | 0 | TRUE | 4
202506 | prm15_fix_wcost_re14_c2p1_co2_cut90p_tnt1 | 0 | TRUE | 5
202507 | prm15_fix_wcost_re14_c2p1_co2_cut90p_tnt1 | 0 | TRUE | 6
202508 | prm15_fix_wcost_re14_c2p1_co2_cut90p_tnt1 | 0 | TRUE | 7
202509 | prm15_fix_wcost_re14_c2p1_co2_cut90p_tnt1 | 0 | TRUE | 8
202510 | prm15_fix_wcost_re14_c2p1_co2_cut90p_tnt1 | 0 | TRUE | 9
202511 | prm15_fix_wcost_re14_c2p1_co2_cut90p_tnt1 | 0 | TRUE | 10
202512 | prm15_fix_wcost_re14_c2p1_co2_cut90p_tnt1 | 0 | TRUE | 11
203001 | prm15_fix_wcost_re14_c2p1_co2_cut90p_tnt1 | 0 | TRUE | 12
203002 | prm15_fix_wcost_re14_c2p1_co2_cut90p_tnt1 | 0 | TRUE | 13
203003 | prm15_fix_wcost_re14_c2p1_co2_cut90p_tnt1 | 0 | TRUE | 14
203004 | prm15_fix_wcost_re14_c2p1_co2_cut90p_tnt1 | 0 | TRUE | 15
203005 | prm15_fix_wcost_re14_c2p1_co2_cut90p_tnt1 | 0 | TRUE | 16
203006 | prm15_fix_wcost_re14_c2p1_co2_cut90p_tnt1 | 0 | TRUE | 17
203007 | prm15_fix_wcost_re14_c2p1_co2_cut90p_tnt1 | 0 | TRUE | 18
203008 | prm15_fix_wcost_re14_c2p1_co2_cut90p_tnt1 | 0 | TRUE | 19
203009 | prm15_fix_wcost_re14_c2p1_co2_cut90p_tnt1 | 0 | TRUE | 20
203010 | prm15_fix_wcost_re14_c2p1_co2_cut90p_tnt1 | 0 | TRUE | 21
203011 | prm15_fix_wcost_re14_c2p1_co2_cut90p_tnt1 | 0 | TRUE | 22
203012 | prm15_fix_wcost_re14_c2p1_co2_cut90p_tnt1 | 0 | TRUE | 23
203501 | prm15_fix_wcost_re14_c2p1_co2_cut90p_tnt1 | 0.63683 | TRUE | 24
203502 | prm15_fix_wcost_re14_c2p1_co2_cut90p_tnt1 | 0.14011 | TRUE | 25
203503 | prm15_fix_wcost_re14_c2p1_co2_cut90p_tnt1 | 0 | TRUE | 26
203504 | prm15_fix_wcost_re14_c2p1_co2_cut90p_tnt1 | 0.64168 | TRUE | 27
203505 | prm15_fix_wcost_re14_c2p1_co2_cut90p_tnt1 | 0.55476 | TRUE | 28
203506 | prm15_fix_wcost_re14_c2p1_co2_cut90p_tnt1 | 0 | TRUE | 29
203507 | prm15_fix_wcost_re14_c2p1_co2_cut90p_tnt1 | 0 | TRUE | 30
203508 | prm15_fix_wcost_re14_c2p1_co2_cut90p_tnt1 | 0.95398 | TRUE | 31
203509 | prm15_fix_wcost_re14_c2p1_co2_cut90p_tnt1 | 0 | TRUE | 32
203510 | prm15_fix_wcost_re14_c2p1_co2_cut90p_tnt1 | 0.5879 | TRUE | 33
203511 | prm15_fix_wcost_re14_c2p1_co2_cut90p_tnt1 | 0.46676 | TRUE | 34
203512 | prm15_fix_wcost_re14_c2p1_co2_cut90p_tnt1 | 0.47694 | TRUE | 35
204001 | prm15_fix_wcost_re14_c2p1_co2_cut90p_tnt1 | 1.7459 | TRUE | 36
204002 | prm15_fix_wcost_re14_c2p1_co2_cut90p_tnt1 | 0.70311 | TRUE | 37
204003 | prm15_fix_wcost_re14_c2p1_co2_cut90p_tnt1 | 0 | TRUE | 38
204004 | prm15_fix_wcost_re14_c2p1_co2_cut90p_tnt1 | 1.7415 | TRUE | 39
204005 | prm15_fix_wcost_re14_c2p1_co2_cut90p_tnt1 | 1.2436 | TRUE | 40
204006 | prm15_fix_wcost_re14_c2p1_co2_cut90p_tnt1 | 9.2428e-05 | TRUE | 41
204007 | prm15_fix_wcost_re14_c2p1_co2_cut90p_tnt1 | 0 | TRUE | 42
204008 | prm15_fix_wcost_re14_c2p1_co2_cut90p_tnt1 | 2.1575 | TRUE | 43
204009 | prm15_fix_wcost_re14_c2p1_co2_cut90p_tnt1 | 0.2525 | TRUE | 44
204010 | prm15_fix_wcost_re14_c2p1_co2_cut90p_tnt1 | 1.5201 | TRUE | 45
204011 | prm15_fix_wcost_re14_c2p1_co2_cut90p_tnt1 | 1.2912 | TRUE | 46
204012 | prm15_fix_wcost_re14_c2p1_co2_cut90p_tnt1 | 1.2381 | TRUE | 47
204501 | prm15_fix_wcost_re14_c2p1_co2_cut90p_tnt1 | 7.8628 | TRUE | 48
204502 | prm15_fix_wcost_re14_c2p1_co2_cut90p_tnt1 | 4.4667 | TRUE | 49
204503 | prm15_fix_wcost_re14_c2p1_co2_cut90p_tnt1 | 1.2641 | TRUE | 50
204504 | prm15_fix_wcost_re14_c2p1_co2_cut90p_tnt1 | 7.0006 | TRUE | 51
204505 | prm15_fix_wcost_re14_c2p1_co2_cut90p_tnt1 | 6.7524 | TRUE | 52
204506 | prm15_fix_wcost_re14_c2p1_co2_cut90p_tnt1 | 4.8624 | TRUE | 53
204507 | prm15_fix_wcost_re14_c2p1_co2_cut90p_tnt1 | 2.8308 | TRUE | 54
204508 | prm15_fix_wcost_re14_c2p1_co2_cut90p_tnt1 | 9.6914 | TRUE | 55
204509 | prm15_fix_wcost_re14_c2p1_co2_cut90p_tnt1 | 4.4859 | TRUE | 56
204510 | prm15_fix_wcost_re14_c2p1_co2_cut90p_tnt1 | 8.134 | TRUE | 57
204511 | prm15_fix_wcost_re14_c2p1_co2_cut90p_tnt1 | 7.6865 | TRUE | 58
204512 | prm15_fix_wcost_re14_c2p1_co2_cut90p_tnt1 | 7.7839 | TRUE | 59
205001 | prm15_fix_wcost_re14_c2p1_co2_cut90p_tnt1 | 22.682 | TRUE | 60
205002 | prm15_fix_wcost_re14_c2p1_co2_cut90p_tnt1 | 14.346 | TRUE | 61
205003 | prm15_fix_wcost_re14_c2p1_co2_cut90p_tnt1 | 3.5081 | TRUE | 62
205004 | prm15_fix_wcost_re14_c2p1_co2_cut90p_tnt1 | 18.8406 | TRUE | 63
205005 | prm15_fix_wcost_re14_c2p1_co2_cut90p_tnt1 | 21.0613 | TRUE | 64
205006 | prm15_fix_wcost_re14_c2p1_co2_cut90p_tnt1 | 15.175 | TRUE | 65
205007 | prm15_fix_wcost_re14_c2p1_co2_cut90p_tnt1 | 7.7216 | TRUE | 66
205008 | prm15_fix_wcost_re14_c2p1_co2_cut90p_tnt1 | 27.0958 | TRUE | 67
205009 | prm15_fix_wcost_re14_c2p1_co2_cut90p_tnt1 | 14.7657 | TRUE | 68
205010 | prm15_fix_wcost_re14_c2p1_co2_cut90p_tnt1 | 21.6168 | TRUE | 69
205011 | prm15_fix_wcost_re14_c2p1_co2_cut90p_tnt1 | 20.2402 | TRUE | 70
205012 | prm15_fix_wcost_re14_c2p1_co2_cut90p_tnt1 | 22.7438 | TRUE | 71
202501 | prm15_fix_wcost_re14_c2p1_tnt1 | 0 | FALSE | 0
202502 | prm15_fix_wcost_re14_c2p1_tnt1 | 0 | FALSE | 1
202503 | prm15_fix_wcost_re14_c2p1_tnt1 | 0 | FALSE | 2
202504 | prm15_fix_wcost_re14_c2p1_tnt1 | 0 | FALSE | 3
202505 | prm15_fix_wcost_re14_c2p1_tnt1 | 0 | FALSE | 4
202506 | prm15_fix_wcost_re14_c2p1_tnt1 | 0 | FALSE | 5
202507 | prm15_fix_wcost_re14_c2p1_tnt1 | 0 | FALSE | 6
202508 | prm15_fix_wcost_re14_c2p1_tnt1 | 0 | FALSE | 7
202509 | prm15_fix_wcost_re14_c2p1_tnt1 | 0 | FALSE | 8
202510 | prm15_fix_wcost_re14_c2p1_tnt1 | 0 | FALSE | 9
202511 | prm15_fix_wcost_re14_c2p1_tnt1 | 0 | FALSE | 10
202512 | prm15_fix_wcost_re14_c2p1_tnt1 | 0 | FALSE | 11
203001 | prm15_fix_wcost_re14_c2p1_tnt1 | 0 | FALSE | 12
203002 | prm15_fix_wcost_re14_c2p1_tnt1 | 0 | FALSE | 13
203003 | prm15_fix_wcost_re14_c2p1_tnt1 | 0 | FALSE | 14
203004 | prm15_fix_wcost_re14_c2p1_tnt1 | 0 | FALSE | 15
203005 | prm15_fix_wcost_re14_c2p1_tnt1 | 0 | FALSE | 16
203006 | prm15_fix_wcost_re14_c2p1_tnt1 | 0 | FALSE | 17
203007 | prm15_fix_wcost_re14_c2p1_tnt1 | 0 | FALSE | 18
203008 | prm15_fix_wcost_re14_c2p1_tnt1 | 0 | FALSE | 19
203009 | prm15_fix_wcost_re14_c2p1_tnt1 | 0 | FALSE | 20
203010 | prm15_fix_wcost_re14_c2p1_tnt1 | 0 | FALSE | 21
203011 | prm15_fix_wcost_re14_c2p1_tnt1 | 0 | FALSE | 22
203012 | prm15_fix_wcost_re14_c2p1_tnt1 | 0 | FALSE | 23
203501 | prm15_fix_wcost_re14_c2p1_tnt1 | 0 | FALSE | 24
203502 | prm15_fix_wcost_re14_c2p1_tnt1 | 0 | FALSE | 25
203503 | prm15_fix_wcost_re14_c2p1_tnt1 | 0 | FALSE | 26
203504 | prm15_fix_wcost_re14_c2p1_tnt1 | 0 | FALSE | 27
203505 | prm15_fix_wcost_re14_c2p1_tnt1 | 0 | FALSE | 28
203506 | prm15_fix_wcost_re14_c2p1_tnt1 | 0 | FALSE | 29
203507 | prm15_fix_wcost_re14_c2p1_tnt1 | 0 | FALSE | 30
203508 | prm15_fix_wcost_re14_c2p1_tnt1 | 0 | FALSE | 31
203509 | prm15_fix_wcost_re14_c2p1_tnt1 | 0 | FALSE | 32
203510 | prm15_fix_wcost_re14_c2p1_tnt1 | 0 | FALSE | 33
203511 | prm15_fix_wcost_re14_c2p1_tnt1 | 0 | FALSE | 34
203512 | prm15_fix_wcost_re14_c2p1_tnt1 | 0 | FALSE | 35
204001 | prm15_fix_wcost_re14_c2p1_tnt1 | 0 | FALSE | 36
204002 | prm15_fix_wcost_re14_c2p1_tnt1 | 0 | FALSE | 37
204003 | prm15_fix_wcost_re14_c2p1_tnt1 | 0 | FALSE | 38
204004 | prm15_fix_wcost_re14_c2p1_tnt1 | 0 | FALSE | 39
204005 | prm15_fix_wcost_re14_c2p1_tnt1 | 0 | FALSE | 40
204006 | prm15_fix_wcost_re14_c2p1_tnt1 | 0 | FALSE | 41
204007 | prm15_fix_wcost_re14_c2p1_tnt1 | 0 | FALSE | 42
204008 | prm15_fix_wcost_re14_c2p1_tnt1 | 0 | FALSE | 43
204009 | prm15_fix_wcost_re14_c2p1_tnt1 | 0 | FALSE | 44
204010 | prm15_fix_wcost_re14_c2p1_tnt1 | 0 | FALSE | 45
204011 | prm15_fix_wcost_re14_c2p1_tnt1 | 0 | FALSE | 46
204012 | prm15_fix_wcost_re14_c2p1_tnt1 | 0 | FALSE | 47
204501 | prm15_fix_wcost_re14_c2p1_tnt1 | 0 | FALSE | 48
204502 | prm15_fix_wcost_re14_c2p1_tnt1 | 0 | FALSE | 49
204503 | prm15_fix_wcost_re14_c2p1_tnt1 | 0 | FALSE | 50
204504 | prm15_fix_wcost_re14_c2p1_tnt1 | 0.13134 | FALSE | 51
204505 | prm15_fix_wcost_re14_c2p1_tnt1 | 0.11875 | FALSE | 52
204506 | prm15_fix_wcost_re14_c2p1_tnt1 | 0.039278 | FALSE | 53
204507 | prm15_fix_wcost_re14_c2p1_tnt1 | 0.0089937 | FALSE | 54
204508 | prm15_fix_wcost_re14_c2p1_tnt1 | 0 | FALSE | 55
204509 | prm15_fix_wcost_re14_c2p1_tnt1 | 0 | FALSE | 56
204510 | prm15_fix_wcost_re14_c2p1_tnt1 | 0.023635 | FALSE | 57
204511 | prm15_fix_wcost_re14_c2p1_tnt1 | 0.063577 | FALSE | 58
204512 | prm15_fix_wcost_re14_c2p1_tnt1 | 0.035449 | FALSE | 59
205001 | prm15_fix_wcost_re14_c2p1_tnt1 | 0 | FALSE | 60
205002 | prm15_fix_wcost_re14_c2p1_tnt1 | 0 | FALSE | 61
205003 | prm15_fix_wcost_re14_c2p1_tnt1 | 0.016911 | FALSE | 62
205004 | prm15_fix_wcost_re14_c2p1_tnt1 | 1.265 | FALSE | 63
205005 | prm15_fix_wcost_re14_c2p1_tnt1 | 1.772 | FALSE | 64
205006 | prm15_fix_wcost_re14_c2p1_tnt1 | 1.1941 | FALSE | 65
205007 | prm15_fix_wcost_re14_c2p1_tnt1 | 0.47763 | FALSE | 66
205008 | prm15_fix_wcost_re14_c2p1_tnt1 | 0 | FALSE | 67
205009 | prm15_fix_wcost_re14_c2p1_tnt1 | 0.31874 | FALSE | 68
205010 | prm15_fix_wcost_re14_c2p1_tnt1 | 0.30896 | FALSE | 69
205011 | prm15_fix_wcost_re14_c2p1_tnt1 | 0.89525 | FALSE | 70
205012 | prm15_fix_wcost_re14_c2p1_tnt1 | 0.75465 | FALSE | 71
202501 | prm15_fix_wcost_re15_c2p1_co2_cut90p_tnt1 | 0 | TRUE | 0
202502 | prm15_fix_wcost_re15_c2p1_co2_cut90p_tnt1 | 0 | TRUE | 1
202503 | prm15_fix_wcost_re15_c2p1_co2_cut90p_tnt1 | 0 | TRUE | 2
202504 | prm15_fix_wcost_re15_c2p1_co2_cut90p_tnt1 | 3.1951 | TRUE | 3
202505 | prm15_fix_wcost_re15_c2p1_co2_cut90p_tnt1 | 0 | TRUE | 4
202506 | prm15_fix_wcost_re15_c2p1_co2_cut90p_tnt1 | 0 | TRUE | 5
202507 | prm15_fix_wcost_re15_c2p1_co2_cut90p_tnt1 | 0 | TRUE | 6
202508 | prm15_fix_wcost_re15_c2p1_co2_cut90p_tnt1 | 0 | TRUE | 7
202509 | prm15_fix_wcost_re15_c2p1_co2_cut90p_tnt1 | 0 | TRUE | 8
202510 | prm15_fix_wcost_re15_c2p1_co2_cut90p_tnt1 | 0 | TRUE | 9
202511 | prm15_fix_wcost_re15_c2p1_co2_cut90p_tnt1 | 0 | TRUE | 10
202512 | prm15_fix_wcost_re15_c2p1_co2_cut90p_tnt1 | 0 | TRUE | 11
203001 | prm15_fix_wcost_re15_c2p1_co2_cut90p_tnt1 | 0 | TRUE | 12
203002 | prm15_fix_wcost_re15_c2p1_co2_cut90p_tnt1 | 0 | TRUE | 13
203003 | prm15_fix_wcost_re15_c2p1_co2_cut90p_tnt1 | 0 | TRUE | 14
203004 | prm15_fix_wcost_re15_c2p1_co2_cut90p_tnt1 | 2.7442 | TRUE | 15
203005 | prm15_fix_wcost_re15_c2p1_co2_cut90p_tnt1 | 0 | TRUE | 16
203006 | prm15_fix_wcost_re15_c2p1_co2_cut90p_tnt1 | 0 | TRUE | 17
203007 | prm15_fix_wcost_re15_c2p1_co2_cut90p_tnt1 | 0 | TRUE | 18
203008 | prm15_fix_wcost_re15_c2p1_co2_cut90p_tnt1 | 0 | TRUE | 19
203009 | prm15_fix_wcost_re15_c2p1_co2_cut90p_tnt1 | 0 | TRUE | 20
203010 | prm15_fix_wcost_re15_c2p1_co2_cut90p_tnt1 | 0 | TRUE | 21
203011 | prm15_fix_wcost_re15_c2p1_co2_cut90p_tnt1 | 0 | TRUE | 22
203012 | prm15_fix_wcost_re15_c2p1_co2_cut90p_tnt1 | 0 | TRUE | 23
203501 | prm15_fix_wcost_re15_c2p1_co2_cut90p_tnt1 | 2.2859 | TRUE | 24
203502 | prm15_fix_wcost_re15_c2p1_co2_cut90p_tnt1 | 0.088356 | TRUE | 25
203503 | prm15_fix_wcost_re15_c2p1_co2_cut90p_tnt1 | 0 | TRUE | 26
203504 | prm15_fix_wcost_re15_c2p1_co2_cut90p_tnt1 | 11.5749 | TRUE | 27
203505 | prm15_fix_wcost_re15_c2p1_co2_cut90p_tnt1 | 2.0099 | TRUE | 28
203506 | prm15_fix_wcost_re15_c2p1_co2_cut90p_tnt1 | 0 | TRUE | 29
203507 | prm15_fix_wcost_re15_c2p1_co2_cut90p_tnt1 | 0 | TRUE | 30
203508 | prm15_fix_wcost_re15_c2p1_co2_cut90p_tnt1 | 0.93846 | TRUE | 31
203509 | prm15_fix_wcost_re15_c2p1_co2_cut90p_tnt1 | 0.0015713 | TRUE | 32
203510 | prm15_fix_wcost_re15_c2p1_co2_cut90p_tnt1 | 0.5713 | TRUE | 33
203511 | prm15_fix_wcost_re15_c2p1_co2_cut90p_tnt1 | 1.2007 | TRUE | 34
203512 | prm15_fix_wcost_re15_c2p1_co2_cut90p_tnt1 | 1.1804 | TRUE | 35
204001 | prm15_fix_wcost_re15_c2p1_co2_cut90p_tnt1 | 5.1371 | TRUE | 36
204002 | prm15_fix_wcost_re15_c2p1_co2_cut90p_tnt1 | 1.3355 | TRUE | 37
204003 | prm15_fix_wcost_re15_c2p1_co2_cut90p_tnt1 | 0 | TRUE | 38
204004 | prm15_fix_wcost_re15_c2p1_co2_cut90p_tnt1 | 14.6536 | TRUE | 39
204005 | prm15_fix_wcost_re15_c2p1_co2_cut90p_tnt1 | 4.1538 | TRUE | 40
204006 | prm15_fix_wcost_re15_c2p1_co2_cut90p_tnt1 | 0.13267 | TRUE | 41
204007 | prm15_fix_wcost_re15_c2p1_co2_cut90p_tnt1 | 0 | TRUE | 42
204008 | prm15_fix_wcost_re15_c2p1_co2_cut90p_tnt1 | 4.2982 | TRUE | 43
204009 | prm15_fix_wcost_re15_c2p1_co2_cut90p_tnt1 | 0.35892 | TRUE | 44
204010 | prm15_fix_wcost_re15_c2p1_co2_cut90p_tnt1 | 3.4372 | TRUE | 45
204011 | prm15_fix_wcost_re15_c2p1_co2_cut90p_tnt1 | 3.9684 | TRUE | 46
204012 | prm15_fix_wcost_re15_c2p1_co2_cut90p_tnt1 | 3.9665 | TRUE | 47
204501 | prm15_fix_wcost_re15_c2p1_co2_cut90p_tnt1 | 10.919 | TRUE | 48
204502 | prm15_fix_wcost_re15_c2p1_co2_cut90p_tnt1 | 6.1131 | TRUE | 49
204503 | prm15_fix_wcost_re15_c2p1_co2_cut90p_tnt1 | 0.9895 | TRUE | 50
204504 | prm15_fix_wcost_re15_c2p1_co2_cut90p_tnt1 | 23.1472 | TRUE | 51
204505 | prm15_fix_wcost_re15_c2p1_co2_cut90p_tnt1 | 14.3813 | TRUE | 52
204506 | prm15_fix_wcost_re15_c2p1_co2_cut90p_tnt1 | 11.4552 | TRUE | 53
204507 | prm15_fix_wcost_re15_c2p1_co2_cut90p_tnt1 | 2.93 | TRUE | 54
204508 | prm15_fix_wcost_re15_c2p1_co2_cut90p_tnt1 | 11.4817 | TRUE | 55
204509 | prm15_fix_wcost_re15_c2p1_co2_cut90p_tnt1 | 4.4732 | TRUE | 56
204510 | prm15_fix_wcost_re15_c2p1_co2_cut90p_tnt1 | 10.2287 | TRUE | 57
204511 | prm15_fix_wcost_re15_c2p1_co2_cut90p_tnt1 | 10.1993 | TRUE | 58
204512 | prm15_fix_wcost_re15_c2p1_co2_cut90p_tnt1 | 10.3705 | TRUE | 59
205001 | prm15_fix_wcost_re15_c2p1_co2_cut90p_tnt1 | 23.2065 | TRUE | 60
205002 | prm15_fix_wcost_re15_c2p1_co2_cut90p_tnt1 | 17.0137 | TRUE | 61
205003 | prm15_fix_wcost_re15_c2p1_co2_cut90p_tnt1 | 3.1033 | TRUE | 62
205004 | prm15_fix_wcost_re15_c2p1_co2_cut90p_tnt1 | 30.309 | TRUE | 63
205005 | prm15_fix_wcost_re15_c2p1_co2_cut90p_tnt1 | 24.5394 | TRUE | 64
205006 | prm15_fix_wcost_re15_c2p1_co2_cut90p_tnt1 | 21.5941 | TRUE | 65
205007 | prm15_fix_wcost_re15_c2p1_co2_cut90p_tnt1 | 4.5791 | TRUE | 66
205008 | prm15_fix_wcost_re15_c2p1_co2_cut90p_tnt1 | 25.9841 | TRUE | 67
205009 | prm15_fix_wcost_re15_c2p1_co2_cut90p_tnt1 | 12.7628 | TRUE | 68
205010 | prm15_fix_wcost_re15_c2p1_co2_cut90p_tnt1 | 20.0085 | TRUE | 69
205011 | prm15_fix_wcost_re15_c2p1_co2_cut90p_tnt1 | 18.7284 | TRUE | 70
205012 | prm15_fix_wcost_re15_c2p1_co2_cut90p_tnt1 | 21.2174 | TRUE | 71
202501 | prm15_fix_wcost_re15_c2p1_tnt1 | 0 | FALSE | 0
202502 | prm15_fix_wcost_re15_c2p1_tnt1 | 0 | FALSE | 1
202503 | prm15_fix_wcost_re15_c2p1_tnt1 | 0 | FALSE | 2
202504 | prm15_fix_wcost_re15_c2p1_tnt1 | 0 | FALSE | 3
202505 | prm15_fix_wcost_re15_c2p1_tnt1 | 0 | FALSE | 4
202506 | prm15_fix_wcost_re15_c2p1_tnt1 | 0 | FALSE | 5
202507 | prm15_fix_wcost_re15_c2p1_tnt1 | 0 | FALSE | 6
202508 | prm15_fix_wcost_re15_c2p1_tnt1 | 0 | FALSE | 7
202509 | prm15_fix_wcost_re15_c2p1_tnt1 | 0 | FALSE | 8
202510 | prm15_fix_wcost_re15_c2p1_tnt1 | 0 | FALSE | 9
202511 | prm15_fix_wcost_re15_c2p1_tnt1 | 0 | FALSE | 10
202512 | prm15_fix_wcost_re15_c2p1_tnt1 | 0 | FALSE | 11
203001 | prm15_fix_wcost_re15_c2p1_tnt1 | 0 | FALSE | 12
203002 | prm15_fix_wcost_re15_c2p1_tnt1 | 0 | FALSE | 13
203003 | prm15_fix_wcost_re15_c2p1_tnt1 | 0 | FALSE | 14
203004 | prm15_fix_wcost_re15_c2p1_tnt1 | 0 | FALSE | 15
203005 | prm15_fix_wcost_re15_c2p1_tnt1 | 0 | FALSE | 16
203006 | prm15_fix_wcost_re15_c2p1_tnt1 | 0 | FALSE | 17
203007 | prm15_fix_wcost_re15_c2p1_tnt1 | 0 | FALSE | 18
203008 | prm15_fix_wcost_re15_c2p1_tnt1 | 0 | FALSE | 19
203009 | prm15_fix_wcost_re15_c2p1_tnt1 | 0 | FALSE | 20
203010 | prm15_fix_wcost_re15_c2p1_tnt1 | 0 | FALSE | 21
203011 | prm15_fix_wcost_re15_c2p1_tnt1 | 0 | FALSE | 22
203012 | prm15_fix_wcost_re15_c2p1_tnt1 | 0 | FALSE | 23
203501 | prm15_fix_wcost_re15_c2p1_tnt1 | 0 | FALSE | 24
203502 | prm15_fix_wcost_re15_c2p1_tnt1 | 0 | FALSE | 25
203503 | prm15_fix_wcost_re15_c2p1_tnt1 | 0 | FALSE | 26
203504 | prm15_fix_wcost_re15_c2p1_tnt1 | 0 | FALSE | 27
203505 | prm15_fix_wcost_re15_c2p1_tnt1 | 0 | FALSE | 28
203506 | prm15_fix_wcost_re15_c2p1_tnt1 | 0 | FALSE | 29
203507 | prm15_fix_wcost_re15_c2p1_tnt1 | 0 | FALSE | 30
203508 | prm15_fix_wcost_re15_c2p1_tnt1 | 0 | FALSE | 31
203509 | prm15_fix_wcost_re15_c2p1_tnt1 | 0 | FALSE | 32
203510 | prm15_fix_wcost_re15_c2p1_tnt1 | 0 | FALSE | 33
203511 | prm15_fix_wcost_re15_c2p1_tnt1 | 0 | FALSE | 34
203512 | prm15_fix_wcost_re15_c2p1_tnt1 | 0 | FALSE | 35
204001 | prm15_fix_wcost_re15_c2p1_tnt1 | 0 | FALSE | 36
204002 | prm15_fix_wcost_re15_c2p1_tnt1 | 0 | FALSE | 37
204003 | prm15_fix_wcost_re15_c2p1_tnt1 | 0 | FALSE | 38
204004 | prm15_fix_wcost_re15_c2p1_tnt1 | 0 | FALSE | 39
204005 | prm15_fix_wcost_re15_c2p1_tnt1 | 0 | FALSE | 40
204006 | prm15_fix_wcost_re15_c2p1_tnt1 | 0 | FALSE | 41
204007 | prm15_fix_wcost_re15_c2p1_tnt1 | 0 | FALSE | 42
204008 | prm15_fix_wcost_re15_c2p1_tnt1 | 0 | FALSE | 43
204009 | prm15_fix_wcost_re15_c2p1_tnt1 | 0 | FALSE | 44
204010 | prm15_fix_wcost_re15_c2p1_tnt1 | 0 | FALSE | 45
204011 | prm15_fix_wcost_re15_c2p1_tnt1 | 0 | FALSE | 46
204012 | prm15_fix_wcost_re15_c2p1_tnt1 | 0 | FALSE | 47
204501 | prm15_fix_wcost_re15_c2p1_tnt1 | 0 | FALSE | 48
204502 | prm15_fix_wcost_re15_c2p1_tnt1 | 0.010289 | FALSE | 49
204503 | prm15_fix_wcost_re15_c2p1_tnt1 | 0.016533 | FALSE | 50
204504 | prm15_fix_wcost_re15_c2p1_tnt1 | 0.1499 | FALSE | 51
204505 | prm15_fix_wcost_re15_c2p1_tnt1 | 0.16439 | FALSE | 52
204506 | prm15_fix_wcost_re15_c2p1_tnt1 | 0.097467 | FALSE | 53
204507 | prm15_fix_wcost_re15_c2p1_tnt1 | 0.046864 | FALSE | 54
204508 | prm15_fix_wcost_re15_c2p1_tnt1 | 0 | FALSE | 55
204509 | prm15_fix_wcost_re15_c2p1_tnt1 | 0.031182 | FALSE | 56
204510 | prm15_fix_wcost_re15_c2p1_tnt1 | 0.064864 | FALSE | 57
204511 | prm15_fix_wcost_re15_c2p1_tnt1 | 0.097987 | FALSE | 58
204512 | prm15_fix_wcost_re15_c2p1_tnt1 | 0.074876 | FALSE | 59
205001 | prm15_fix_wcost_re15_c2p1_tnt1 | 0 | FALSE | 60
205002 | prm15_fix_wcost_re15_c2p1_tnt1 | 0.031704 | FALSE | 61
205003 | prm15_fix_wcost_re15_c2p1_tnt1 | 0.075284 | FALSE | 62
205004 | prm15_fix_wcost_re15_c2p1_tnt1 | 1.2888 | FALSE | 63
205005 | prm15_fix_wcost_re15_c2p1_tnt1 | 1.9707 | FALSE | 64
205006 | prm15_fix_wcost_re15_c2p1_tnt1 | 1.3339 | FALSE | 65
205007 | prm15_fix_wcost_re15_c2p1_tnt1 | 0.60282 | FALSE | 66
205008 | prm15_fix_wcost_re15_c2p1_tnt1 | 0.14832 | FALSE | 67
205009 | prm15_fix_wcost_re15_c2p1_tnt1 | 0.45896 | FALSE | 68
205010 | prm15_fix_wcost_re15_c2p1_tnt1 | 0.37964 | FALSE | 69
205011 | prm15_fix_wcost_re15_c2p1_tnt1 | 0.84684 | FALSE | 70
205012 | prm15_fix_wcost_re15_c2p1_tnt1 | 0.82038 | FALSE | 71
202501 | prm15_fix_wcost_re16_c2p1_co2_cut90p_tnt1 | 0 | TRUE | 0
202502 | prm15_fix_wcost_re16_c2p1_co2_cut90p_tnt1 | 0 | TRUE | 1
202503 | prm15_fix_wcost_re16_c2p1_co2_cut90p_tnt1 | 0 | TRUE | 2
202504 | prm15_fix_wcost_re16_c2p1_co2_cut90p_tnt1 | 0.0033958 | TRUE | 3
202505 | prm15_fix_wcost_re16_c2p1_co2_cut90p_tnt1 | 0 | TRUE | 4
202506 | prm15_fix_wcost_re16_c2p1_co2_cut90p_tnt1 | 0 | TRUE | 5
202507 | prm15_fix_wcost_re16_c2p1_co2_cut90p_tnt1 | 0 | TRUE | 6
202508 | prm15_fix_wcost_re16_c2p1_co2_cut90p_tnt1 | 0 | TRUE | 7
202509 | prm15_fix_wcost_re16_c2p1_co2_cut90p_tnt1 | 0 | TRUE | 8
202510 | prm15_fix_wcost_re16_c2p1_co2_cut90p_tnt1 | 0 | TRUE | 9
202511 | prm15_fix_wcost_re16_c2p1_co2_cut90p_tnt1 | 0 | TRUE | 10
202512 | prm15_fix_wcost_re16_c2p1_co2_cut90p_tnt1 | 0 | TRUE | 11
203001 | prm15_fix_wcost_re16_c2p1_co2_cut90p_tnt1 | 0 | TRUE | 12
203002 | prm15_fix_wcost_re16_c2p1_co2_cut90p_tnt1 | 0 | TRUE | 13
203003 | prm15_fix_wcost_re16_c2p1_co2_cut90p_tnt1 | 0 | TRUE | 14
203004 | prm15_fix_wcost_re16_c2p1_co2_cut90p_tnt1 | 0 | TRUE | 15
203005 | prm15_fix_wcost_re16_c2p1_co2_cut90p_tnt1 | 0 | TRUE | 16
203006 | prm15_fix_wcost_re16_c2p1_co2_cut90p_tnt1 | 0 | TRUE | 17
203007 | prm15_fix_wcost_re16_c2p1_co2_cut90p_tnt1 | 0 | TRUE | 18
203008 | prm15_fix_wcost_re16_c2p1_co2_cut90p_tnt1 | 0 | TRUE | 19
203009 | prm15_fix_wcost_re16_c2p1_co2_cut90p_tnt1 | 0 | TRUE | 20
203010 | prm15_fix_wcost_re16_c2p1_co2_cut90p_tnt1 | 0 | TRUE | 21
203011 | prm15_fix_wcost_re16_c2p1_co2_cut90p_tnt1 | 0 | TRUE | 22
203012 | prm15_fix_wcost_re16_c2p1_co2_cut90p_tnt1 | 0 | TRUE | 23
203501 | prm15_fix_wcost_re16_c2p1_co2_cut90p_tnt1 | 0.5306 | TRUE | 24
203502 | prm15_fix_wcost_re16_c2p1_co2_cut90p_tnt1 | 0.082638 | TRUE | 25
203503 | prm15_fix_wcost_re16_c2p1_co2_cut90p_tnt1 | 0 | TRUE | 26
203504 | prm15_fix_wcost_re16_c2p1_co2_cut90p_tnt1 | 0.75602 | TRUE | 27
203505 | prm15_fix_wcost_re16_c2p1_co2_cut90p_tnt1 | 0.55019 | TRUE | 28
203506 | prm15_fix_wcost_re16_c2p1_co2_cut90p_tnt1 | 0 | TRUE | 29
203507 | prm15_fix_wcost_re16_c2p1_co2_cut90p_tnt1 | 0 | TRUE | 30
203508 | prm15_fix_wcost_re16_c2p1_co2_cut90p_tnt1 | 0.74742 | TRUE | 31
203509 | prm15_fix_wcost_re16_c2p1_co2_cut90p_tnt1 | 0 | TRUE | 32
203510 | prm15_fix_wcost_re16_c2p1_co2_cut90p_tnt1 | 0.49839 | TRUE | 33
203511 | prm15_fix_wcost_re16_c2p1_co2_cut90p_tnt1 | 0.35594 | TRUE | 34
203512 | prm15_fix_wcost_re16_c2p1_co2_cut90p_tnt1 | 0.40303 | TRUE | 35
204001 | prm15_fix_wcost_re16_c2p1_co2_cut90p_tnt1 | 2.1153 | TRUE | 36
204002 | prm15_fix_wcost_re16_c2p1_co2_cut90p_tnt1 | 0.94359 | TRUE | 37
204003 | prm15_fix_wcost_re16_c2p1_co2_cut90p_tnt1 | 0 | TRUE | 38
204004 | prm15_fix_wcost_re16_c2p1_co2_cut90p_tnt1 | 2.1877 | TRUE | 39
204005 | prm15_fix_wcost_re16_c2p1_co2_cut90p_tnt1 | 1.679 | TRUE | 40
204006 | prm15_fix_wcost_re16_c2p1_co2_cut90p_tnt1 | 0.094088 | TRUE | 41
204007 | prm15_fix_wcost_re16_c2p1_co2_cut90p_tnt1 | 0 | TRUE | 42
204008 | prm15_fix_wcost_re16_c2p1_co2_cut90p_tnt1 | 2.4912 | TRUE | 43
204009 | prm15_fix_wcost_re16_c2p1_co2_cut90p_tnt1 | 0.43617 | TRUE | 44
204010 | prm15_fix_wcost_re16_c2p1_co2_cut90p_tnt1 | 1.8243 | TRUE | 45
204011 | prm15_fix_wcost_re16_c2p1_co2_cut90p_tnt1 | 1.6469 | TRUE | 46
204012 | prm15_fix_wcost_re16_c2p1_co2_cut90p_tnt1 | 1.5189 | TRUE | 47
204501 | prm15_fix_wcost_re16_c2p1_co2_cut90p_tnt1 | 7.101 | TRUE | 48
204502 | prm15_fix_wcost_re16_c2p1_co2_cut90p_tnt1 | 4.0929 | TRUE | 49
204503 | prm15_fix_wcost_re16_c2p1_co2_cut90p_tnt1 | 0.95416 | TRUE | 50
204504 | prm15_fix_wcost_re16_c2p1_co2_cut90p_tnt1 | 6.6541 | TRUE | 51
204505 | prm15_fix_wcost_re16_c2p1_co2_cut90p_tnt1 | 6.9271 | TRUE | 52
204506 | prm15_fix_wcost_re16_c2p1_co2_cut90p_tnt1 | 4.3524 | TRUE | 53
204507 | prm15_fix_wcost_re16_c2p1_co2_cut90p_tnt1 | 2.3675 | TRUE | 54
204508 | prm15_fix_wcost_re16_c2p1_co2_cut90p_tnt1 | 8.7969 | TRUE | 55
204509 | prm15_fix_wcost_re16_c2p1_co2_cut90p_tnt1 | 3.9909 | TRUE | 56
204510 | prm15_fix_wcost_re16_c2p1_co2_cut90p_tnt1 | 7.2844 | TRUE | 57
204511 | prm15_fix_wcost_re16_c2p1_co2_cut90p_tnt1 | 6.9834 | TRUE | 58
204512 | prm15_fix_wcost_re16_c2p1_co2_cut90p_tnt1 | 7.1259 | TRUE | 59
205001 | prm15_fix_wcost_re16_c2p1_co2_cut90p_tnt1 | 18.5479 | TRUE | 60
205002 | prm15_fix_wcost_re16_c2p1_co2_cut90p_tnt1 | 11.1429 | TRUE | 61
205003 | prm15_fix_wcost_re16_c2p1_co2_cut90p_tnt1 | 3.1184 | TRUE | 62
205004 | prm15_fix_wcost_re16_c2p1_co2_cut90p_tnt1 | 16.8345 | TRUE | 63
205005 | prm15_fix_wcost_re16_c2p1_co2_cut90p_tnt1 | 18.5571 | TRUE | 64
205006 | prm15_fix_wcost_re16_c2p1_co2_cut90p_tnt1 | 12.6453 | TRUE | 65
205007 | prm15_fix_wcost_re16_c2p1_co2_cut90p_tnt1 | 6.2495 | TRUE | 66
205008 | prm15_fix_wcost_re16_c2p1_co2_cut90p_tnt1 | 22.6435 | TRUE | 67
205009 | prm15_fix_wcost_re16_c2p1_co2_cut90p_tnt1 | 10.9289 | TRUE | 68
205010 | prm15_fix_wcost_re16_c2p1_co2_cut90p_tnt1 | 18.1901 | TRUE | 69
205011 | prm15_fix_wcost_re16_c2p1_co2_cut90p_tnt1 | 17.0812 | TRUE | 70
205012 | prm15_fix_wcost_re16_c2p1_co2_cut90p_tnt1 | 18.3898 | TRUE | 71
202501 | prm15_fix_wcost_re16_c2p1_tnt1 | 0 | FALSE | 0
202502 | prm15_fix_wcost_re16_c2p1_tnt1 | 0 | FALSE | 1
202503 | prm15_fix_wcost_re16_c2p1_tnt1 | 0 | FALSE | 2
202504 | prm15_fix_wcost_re16_c2p1_tnt1 | 0.01873 | FALSE | 3
202505 | prm15_fix_wcost_re16_c2p1_tnt1 | 0 | FALSE | 4
202506 | prm15_fix_wcost_re16_c2p1_tnt1 | 0 | FALSE | 5
202507 | prm15_fix_wcost_re16_c2p1_tnt1 | 0 | FALSE | 6
202508 | prm15_fix_wcost_re16_c2p1_tnt1 | 0 | FALSE | 7
202509 | prm15_fix_wcost_re16_c2p1_tnt1 | 0 | FALSE | 8
202510 | prm15_fix_wcost_re16_c2p1_tnt1 | 0 | FALSE | 9
202511 | prm15_fix_wcost_re16_c2p1_tnt1 | 0 | FALSE | 10
202512 | prm15_fix_wcost_re16_c2p1_tnt1 | 0 | FALSE | 11
203001 | prm15_fix_wcost_re16_c2p1_tnt1 | 0 | FALSE | 12
203002 | prm15_fix_wcost_re16_c2p1_tnt1 | 0 | FALSE | 13
203003 | prm15_fix_wcost_re16_c2p1_tnt1 | 0 | FALSE | 14
203004 | prm15_fix_wcost_re16_c2p1_tnt1 | 0 | FALSE | 15
203005 | prm15_fix_wcost_re16_c2p1_tnt1 | 0 | FALSE | 16
203006 | prm15_fix_wcost_re16_c2p1_tnt1 | 0 | FALSE | 17
203007 | prm15_fix_wcost_re16_c2p1_tnt1 | 0 | FALSE | 18
203008 | prm15_fix_wcost_re16_c2p1_tnt1 | 0 | FALSE | 19
203009 | prm15_fix_wcost_re16_c2p1_tnt1 | 0 | FALSE | 20
203010 | prm15_fix_wcost_re16_c2p1_tnt1 | 0 | FALSE | 21
203011 | prm15_fix_wcost_re16_c2p1_tnt1 | 0 | FALSE | 22
203012 | prm15_fix_wcost_re16_c2p1_tnt1 | 0 | FALSE | 23
203501 | prm15_fix_wcost_re16_c2p1_tnt1 | 0 | FALSE | 24
203502 | prm15_fix_wcost_re16_c2p1_tnt1 | 0 | FALSE | 25
203503 | prm15_fix_wcost_re16_c2p1_tnt1 | 0 | FALSE | 26
203504 | prm15_fix_wcost_re16_c2p1_tnt1 | 0 | FALSE | 27
203505 | prm15_fix_wcost_re16_c2p1_tnt1 | 0 | FALSE | 28
203506 | prm15_fix_wcost_re16_c2p1_tnt1 | 0 | FALSE | 29
203507 | prm15_fix_wcost_re16_c2p1_tnt1 | 0 | FALSE | 30
203508 | prm15_fix_wcost_re16_c2p1_tnt1 | 0 | FALSE | 31
203509 | prm15_fix_wcost_re16_c2p1_tnt1 | 0 | FALSE | 32
203510 | prm15_fix_wcost_re16_c2p1_tnt1 | 0 | FALSE | 33
203511 | prm15_fix_wcost_re16_c2p1_tnt1 | 0 | FALSE | 34
203512 | prm15_fix_wcost_re16_c2p1_tnt1 | 0 | FALSE | 35
204001 | prm15_fix_wcost_re16_c2p1_tnt1 | 0 | FALSE | 36
204002 | prm15_fix_wcost_re16_c2p1_tnt1 | 0 | FALSE | 37
204003 | prm15_fix_wcost_re16_c2p1_tnt1 | 0 | FALSE | 38
204004 | prm15_fix_wcost_re16_c2p1_tnt1 | 0.015766 | FALSE | 39
204005 | prm15_fix_wcost_re16_c2p1_tnt1 | 0 | FALSE | 40
204006 | prm15_fix_wcost_re16_c2p1_tnt1 | 0 | FALSE | 41
204007 | prm15_fix_wcost_re16_c2p1_tnt1 | 0 | FALSE | 42
204008 | prm15_fix_wcost_re16_c2p1_tnt1 | 0 | FALSE | 43
204009 | prm15_fix_wcost_re16_c2p1_tnt1 | 0 | FALSE | 44
204010 | prm15_fix_wcost_re16_c2p1_tnt1 | 0.0013813 | FALSE | 45
204011 | prm15_fix_wcost_re16_c2p1_tnt1 | 0 | FALSE | 46
204012 | prm15_fix_wcost_re16_c2p1_tnt1 | 0 | FALSE | 47
204501 | prm15_fix_wcost_re16_c2p1_tnt1 | 0.01496 | FALSE | 48
204502 | prm15_fix_wcost_re16_c2p1_tnt1 | 0.17283 | FALSE | 49
204503 | prm15_fix_wcost_re16_c2p1_tnt1 | 0.12603 | FALSE | 50
204504 | prm15_fix_wcost_re16_c2p1_tnt1 | 0.71466 | FALSE | 51
204505 | prm15_fix_wcost_re16_c2p1_tnt1 | 0.59461 | FALSE | 52
204506 | prm15_fix_wcost_re16_c2p1_tnt1 | 0.60926 | FALSE | 53
204507 | prm15_fix_wcost_re16_c2p1_tnt1 | 0.33803 | FALSE | 54
204508 | prm15_fix_wcost_re16_c2p1_tnt1 | 0 | FALSE | 55
204509 | prm15_fix_wcost_re16_c2p1_tnt1 | 0.24424 | FALSE | 56
204510 | prm15_fix_wcost_re16_c2p1_tnt1 | 0.44467 | FALSE | 57
204511 | prm15_fix_wcost_re16_c2p1_tnt1 | 0.47562 | FALSE | 58
204512 | prm15_fix_wcost_re16_c2p1_tnt1 | 0.43101 | FALSE | 59
205001 | prm15_fix_wcost_re16_c2p1_tnt1 | 0 | FALSE | 60
205002 | prm15_fix_wcost_re16_c2p1_tnt1 | 0.49577 | FALSE | 61
205003 | prm15_fix_wcost_re16_c2p1_tnt1 | 0.34833 | FALSE | 62
205004 | prm15_fix_wcost_re16_c2p1_tnt1 | 2.5159 | FALSE | 63
205005 | prm15_fix_wcost_re16_c2p1_tnt1 | 2.9897 | FALSE | 64
205006 | prm15_fix_wcost_re16_c2p1_tnt1 | 2.3383 | FALSE | 65
205007 | prm15_fix_wcost_re16_c2p1_tnt1 | 1.4323 | FALSE | 66
205008 | prm15_fix_wcost_re16_c2p1_tnt1 | 1.3597 | FALSE | 67
205009 | prm15_fix_wcost_re16_c2p1_tnt1 | 1.1392 | FALSE | 68
205010 | prm15_fix_wcost_re16_c2p1_tnt1 | 1.3005 | FALSE | 69
205011 | prm15_fix_wcost_re16_c2p1_tnt1 | 1.6993 | FALSE | 70
205012 | prm15_fix_wcost_re16_c2p1_tnt1 | 1.6368 | FALSE | 71
202501 | prm15_fix_wcost_re17_c2p1_co2_cut90p_tnt1 | 0 | TRUE | 0
202502 | prm15_fix_wcost_re17_c2p1_co2_cut90p_tnt1 | 0 | TRUE | 1
202503 | prm15_fix_wcost_re17_c2p1_co2_cut90p_tnt1 | 0 | TRUE | 2
202504 | prm15_fix_wcost_re17_c2p1_co2_cut90p_tnt1 | 2.7108 | TRUE | 3
202505 | prm15_fix_wcost_re17_c2p1_co2_cut90p_tnt1 | 0 | TRUE | 4
202506 | prm15_fix_wcost_re17_c2p1_co2_cut90p_tnt1 | 0 | TRUE | 5
202507 | prm15_fix_wcost_re17_c2p1_co2_cut90p_tnt1 | 0 | TRUE | 6
202508 | prm15_fix_wcost_re17_c2p1_co2_cut90p_tnt1 | 0 | TRUE | 7
202509 | prm15_fix_wcost_re17_c2p1_co2_cut90p_tnt1 | 0 | TRUE | 8
202510 | prm15_fix_wcost_re17_c2p1_co2_cut90p_tnt1 | 0 | TRUE | 9
202511 | prm15_fix_wcost_re17_c2p1_co2_cut90p_tnt1 | 0 | TRUE | 10
202512 | prm15_fix_wcost_re17_c2p1_co2_cut90p_tnt1 | 0 | TRUE | 11
203001 | prm15_fix_wcost_re17_c2p1_co2_cut90p_tnt1 | 0 | TRUE | 12
203002 | prm15_fix_wcost_re17_c2p1_co2_cut90p_tnt1 | 0 | TRUE | 13
203003 | prm15_fix_wcost_re17_c2p1_co2_cut90p_tnt1 | 0 | TRUE | 14
203004 | prm15_fix_wcost_re17_c2p1_co2_cut90p_tnt1 | 2.5053 | TRUE | 15
203005 | prm15_fix_wcost_re17_c2p1_co2_cut90p_tnt1 | 0 | TRUE | 16
203006 | prm15_fix_wcost_re17_c2p1_co2_cut90p_tnt1 | 0 | TRUE | 17
203007 | prm15_fix_wcost_re17_c2p1_co2_cut90p_tnt1 | 0 | TRUE | 18
203008 | prm15_fix_wcost_re17_c2p1_co2_cut90p_tnt1 | 0 | TRUE | 19
203009 | prm15_fix_wcost_re17_c2p1_co2_cut90p_tnt1 | 0 | TRUE | 20
203010 | prm15_fix_wcost_re17_c2p1_co2_cut90p_tnt1 | 0 | TRUE | 21
203011 | prm15_fix_wcost_re17_c2p1_co2_cut90p_tnt1 | 0 | TRUE | 22
203012 | prm15_fix_wcost_re17_c2p1_co2_cut90p_tnt1 | 0 | TRUE | 23
203501 | prm15_fix_wcost_re17_c2p1_co2_cut90p_tnt1 | 2.2997 | TRUE | 24
203502 | prm15_fix_wcost_re17_c2p1_co2_cut90p_tnt1 | 0.10943 | TRUE | 25
203503 | prm15_fix_wcost_re17_c2p1_co2_cut90p_tnt1 | 0 | TRUE | 26
203504 | prm15_fix_wcost_re17_c2p1_co2_cut90p_tnt1 | 8.4702 | TRUE | 27
203505 | prm15_fix_wcost_re17_c2p1_co2_cut90p_tnt1 | 2.1037 | TRUE | 28
203506 | prm15_fix_wcost_re17_c2p1_co2_cut90p_tnt1 | 0 | TRUE | 29
203507 | prm15_fix_wcost_re17_c2p1_co2_cut90p_tnt1 | 0 | TRUE | 30
203508 | prm15_fix_wcost_re17_c2p1_co2_cut90p_tnt1 | 0.98364 | TRUE | 31
203509 | prm15_fix_wcost_re17_c2p1_co2_cut90p_tnt1 | 0 | TRUE | 32
203510 | prm15_fix_wcost_re17_c2p1_co2_cut90p_tnt1 | 0.59887 | TRUE | 33
203511 | prm15_fix_wcost_re17_c2p1_co2_cut90p_tnt1 | 1.2334 | TRUE | 34
203512 | prm15_fix_wcost_re17_c2p1_co2_cut90p_tnt1 | 1.1725 | TRUE | 35
204001 | prm15_fix_wcost_re17_c2p1_co2_cut90p_tnt1 | 4.8305 | TRUE | 36
204002 | prm15_fix_wcost_re17_c2p1_co2_cut90p_tnt1 | 1.1244 | TRUE | 37
204003 | prm15_fix_wcost_re17_c2p1_co2_cut90p_tnt1 | 0 | TRUE | 38
204004 | prm15_fix_wcost_re17_c2p1_co2_cut90p_tnt1 | 14.2553 | TRUE | 39
204005 | prm15_fix_wcost_re17_c2p1_co2_cut90p_tnt1 | 4.3753 | TRUE | 40
204006 | prm15_fix_wcost_re17_c2p1_co2_cut90p_tnt1 | 0.94913 | TRUE | 41
204007 | prm15_fix_wcost_re17_c2p1_co2_cut90p_tnt1 | 0 | TRUE | 42
204008 | prm15_fix_wcost_re17_c2p1_co2_cut90p_tnt1 | 4.0081 | TRUE | 43
204009 | prm15_fix_wcost_re17_c2p1_co2_cut90p_tnt1 | 0.29593 | TRUE | 44
204010 | prm15_fix_wcost_re17_c2p1_co2_cut90p_tnt1 | 3.1623 | TRUE | 45
204011 | prm15_fix_wcost_re17_c2p1_co2_cut90p_tnt1 | 3.6241 | TRUE | 46
204012 | prm15_fix_wcost_re17_c2p1_co2_cut90p_tnt1 | 3.6382 | TRUE | 47
204501 | prm15_fix_wcost_re17_c2p1_co2_cut90p_tnt1 | 10.8165 | TRUE | 48
204502 | prm15_fix_wcost_re17_c2p1_co2_cut90p_tnt1 | 6.0073 | TRUE | 49
204503 | prm15_fix_wcost_re17_c2p1_co2_cut90p_tnt1 | 0.95106 | TRUE | 50
204504 | prm15_fix_wcost_re17_c2p1_co2_cut90p_tnt1 | 22.5807 | TRUE | 51
204505 | prm15_fix_wcost_re17_c2p1_co2_cut90p_tnt1 | 13.9573 | TRUE | 52
204506 | prm15_fix_wcost_re17_c2p1_co2_cut90p_tnt1 | 11.2372 | TRUE | 53
204507 | prm15_fix_wcost_re17_c2p1_co2_cut90p_tnt1 | 2.8013 | TRUE | 54
204508 | prm15_fix_wcost_re17_c2p1_co2_cut90p_tnt1 | 11.3008 | TRUE | 55
204509 | prm15_fix_wcost_re17_c2p1_co2_cut90p_tnt1 | 4.3394 | TRUE | 56
204510 | prm15_fix_wcost_re17_c2p1_co2_cut90p_tnt1 | 10.0434 | TRUE | 57
204511 | prm15_fix_wcost_re17_c2p1_co2_cut90p_tnt1 | 10.0677 | TRUE | 58
204512 | prm15_fix_wcost_re17_c2p1_co2_cut90p_tnt1 | 10.3123 | TRUE | 59
205001 | prm15_fix_wcost_re17_c2p1_co2_cut90p_tnt1 | 23.6294 | TRUE | 60
205002 | prm15_fix_wcost_re17_c2p1_co2_cut90p_tnt1 | 15.5762 | TRUE | 61
205003 | prm15_fix_wcost_re17_c2p1_co2_cut90p_tnt1 | 2.9073 | TRUE | 62
205004 | prm15_fix_wcost_re17_c2p1_co2_cut90p_tnt1 | 33.1188 | TRUE | 63
205005 | prm15_fix_wcost_re17_c2p1_co2_cut90p_tnt1 | 28.1807 | TRUE | 64
205006 | prm15_fix_wcost_re17_c2p1_co2_cut90p_tnt1 | 25.1215 | TRUE | 65
205007 | prm15_fix_wcost_re17_c2p1_co2_cut90p_tnt1 | 7.3133 | TRUE | 66
205008 | prm15_fix_wcost_re17_c2p1_co2_cut90p_tnt1 | 27.3585 | TRUE | 67
205009 | prm15_fix_wcost_re17_c2p1_co2_cut90p_tnt1 | 14.4023 | TRUE | 68
205010 | prm15_fix_wcost_re17_c2p1_co2_cut90p_tnt1 | 21.4863 | TRUE | 69
205011 | prm15_fix_wcost_re17_c2p1_co2_cut90p_tnt1 | 20.2218 | TRUE | 70
205012 | prm15_fix_wcost_re17_c2p1_co2_cut90p_tnt1 | 24.3167 | TRUE | 71
202501 | prm15_fix_wcost_re17_c2p1_tnt1 | 0 | FALSE | 0
202502 | prm15_fix_wcost_re17_c2p1_tnt1 | 0 | FALSE | 1
202503 | prm15_fix_wcost_re17_c2p1_tnt1 | 0 | FALSE | 2
202504 | prm15_fix_wcost_re17_c2p1_tnt1 | 0.0042069 | FALSE | 3
202505 | prm15_fix_wcost_re17_c2p1_tnt1 | 0 | FALSE | 4
202506 | prm15_fix_wcost_re17_c2p1_tnt1 | 0 | FALSE | 5
202507 | prm15_fix_wcost_re17_c2p1_tnt1 | 0 | FALSE | 6
202508 | prm15_fix_wcost_re17_c2p1_tnt1 | 0 | FALSE | 7
202509 | prm15_fix_wcost_re17_c2p1_tnt1 | 0 | FALSE | 8
202510 | prm15_fix_wcost_re17_c2p1_tnt1 | 0 | FALSE | 9
202511 | prm15_fix_wcost_re17_c2p1_tnt1 | 0 | FALSE | 10
202512 | prm15_fix_wcost_re17_c2p1_tnt1 | 0 | FALSE | 11
203001 | prm15_fix_wcost_re17_c2p1_tnt1 | 0 | FALSE | 12
203002 | prm15_fix_wcost_re17_c2p1_tnt1 | 0 | FALSE | 13
203003 | prm15_fix_wcost_re17_c2p1_tnt1 | 0 | FALSE | 14
203004 | prm15_fix_wcost_re17_c2p1_tnt1 | 0 | FALSE | 15
203005 | prm15_fix_wcost_re17_c2p1_tnt1 | 0 | FALSE | 16
203006 | prm15_fix_wcost_re17_c2p1_tnt1 | 0 | FALSE | 17
203007 | prm15_fix_wcost_re17_c2p1_tnt1 | 0 | FALSE | 18
203008 | prm15_fix_wcost_re17_c2p1_tnt1 | 0 | FALSE | 19
203009 | prm15_fix_wcost_re17_c2p1_tnt1 | 0 | FALSE | 20
203010 | prm15_fix_wcost_re17_c2p1_tnt1 | 0 | FALSE | 21
203011 | prm15_fix_wcost_re17_c2p1_tnt1 | 0 | FALSE | 22
203012 | prm15_fix_wcost_re17_c2p1_tnt1 | 0 | FALSE | 23
203501 | prm15_fix_wcost_re17_c2p1_tnt1 | 0 | FALSE | 24
203502 | prm15_fix_wcost_re17_c2p1_tnt1 | 0 | FALSE | 25
203503 | prm15_fix_wcost_re17_c2p1_tnt1 | 0 | FALSE | 26
203504 | prm15_fix_wcost_re17_c2p1_tnt1 | 0 | FALSE | 27
203505 | prm15_fix_wcost_re17_c2p1_tnt1 | 0 | FALSE | 28
203506 | prm15_fix_wcost_re17_c2p1_tnt1 | 0 | FALSE | 29
203507 | prm15_fix_wcost_re17_c2p1_tnt1 | 0 | FALSE | 30
203508 | prm15_fix_wcost_re17_c2p1_tnt1 | 0 | FALSE | 31
203509 | prm15_fix_wcost_re17_c2p1_tnt1 | 0 | FALSE | 32
203510 | prm15_fix_wcost_re17_c2p1_tnt1 | 0 | FALSE | 33
203511 | prm15_fix_wcost_re17_c2p1_tnt1 | 0 | FALSE | 34
203512 | prm15_fix_wcost_re17_c2p1_tnt1 | 0 | FALSE | 35
204001 | prm15_fix_wcost_re17_c2p1_tnt1 | 0 | FALSE | 36
204002 | prm15_fix_wcost_re17_c2p1_tnt1 | 0 | FALSE | 37
204003 | prm15_fix_wcost_re17_c2p1_tnt1 | 0 | FALSE | 38
204004 | prm15_fix_wcost_re17_c2p1_tnt1 | 0 | FALSE | 39
204005 | prm15_fix_wcost_re17_c2p1_tnt1 | 0 | FALSE | 40
204006 | prm15_fix_wcost_re17_c2p1_tnt1 | 0 | FALSE | 41
204007 | prm15_fix_wcost_re17_c2p1_tnt1 | 0 | FALSE | 42
204008 | prm15_fix_wcost_re17_c2p1_tnt1 | 0 | FALSE | 43
204009 | prm15_fix_wcost_re17_c2p1_tnt1 | 0 | FALSE | 44
204010 | prm15_fix_wcost_re17_c2p1_tnt1 | 0 | FALSE | 45
204011 | prm15_fix_wcost_re17_c2p1_tnt1 | 0 | FALSE | 46
204012 | prm15_fix_wcost_re17_c2p1_tnt1 | 0 | FALSE | 47
204501 | prm15_fix_wcost_re17_c2p1_tnt1 | 0 | FALSE | 48
204502 | prm15_fix_wcost_re17_c2p1_tnt1 | 0.0047917 | FALSE | 49
204503 | prm15_fix_wcost_re17_c2p1_tnt1 | 0.012524 | FALSE | 50
204504 | prm15_fix_wcost_re17_c2p1_tnt1 | 0.10681 | FALSE | 51
204505 | prm15_fix_wcost_re17_c2p1_tnt1 | 0.11813 | FALSE | 52
204506 | prm15_fix_wcost_re17_c2p1_tnt1 | 0.065704 | FALSE | 53
204507 | prm15_fix_wcost_re17_c2p1_tnt1 | 0.031732 | FALSE | 54
204508 | prm15_fix_wcost_re17_c2p1_tnt1 | 0 | FALSE | 55
204509 | prm15_fix_wcost_re17_c2p1_tnt1 | 0.023313 | FALSE | 56
204510 | prm15_fix_wcost_re17_c2p1_tnt1 | 0.040776 | FALSE | 57
204511 | prm15_fix_wcost_re17_c2p1_tnt1 | 0.065735 | FALSE | 58
204512 | prm15_fix_wcost_re17_c2p1_tnt1 | 0.049837 | FALSE | 59
205001 | prm15_fix_wcost_re17_c2p1_tnt1 | 0 | FALSE | 60
205002 | prm15_fix_wcost_re17_c2p1_tnt1 | 0.077873 | FALSE | 61
205003 | prm15_fix_wcost_re17_c2p1_tnt1 | 0.1137 | FALSE | 62
205004 | prm15_fix_wcost_re17_c2p1_tnt1 | 1.4605 | FALSE | 63
205005 | prm15_fix_wcost_re17_c2p1_tnt1 | 1.9788 | FALSE | 64
205006 | prm15_fix_wcost_re17_c2p1_tnt1 | 1.4518 | FALSE | 65
205007 | prm15_fix_wcost_re17_c2p1_tnt1 | 0.69342 | FALSE | 66
205008 | prm15_fix_wcost_re17_c2p1_tnt1 | 0.29695 | FALSE | 67
205009 | prm15_fix_wcost_re17_c2p1_tnt1 | 0.53533 | FALSE | 68
205010 | prm15_fix_wcost_re17_c2p1_tnt1 | 0.48279 | FALSE | 69
205011 | prm15_fix_wcost_re17_c2p1_tnt1 | 0.99288 | FALSE | 70
205012 | prm15_fix_wcost_re17_c2p1_tnt1 | 0.91264 | FALSE | 71
202501 | prm15_fix_wcost_re18_c2p1_co2_cut90p_tnt1 | 0 | TRUE | 0
202502 | prm15_fix_wcost_re18_c2p1_co2_cut90p_tnt1 | 0 | TRUE | 1
202503 | prm15_fix_wcost_re18_c2p1_co2_cut90p_tnt1 | 0 | TRUE | 2
202504 | prm15_fix_wcost_re18_c2p1_co2_cut90p_tnt1 | 0.017477 | TRUE | 3
202505 | prm15_fix_wcost_re18_c2p1_co2_cut90p_tnt1 | 0 | TRUE | 4
202506 | prm15_fix_wcost_re18_c2p1_co2_cut90p_tnt1 | 0 | TRUE | 5
202507 | prm15_fix_wcost_re18_c2p1_co2_cut90p_tnt1 | 0 | TRUE | 6
202508 | prm15_fix_wcost_re18_c2p1_co2_cut90p_tnt1 | 0 | TRUE | 7
202509 | prm15_fix_wcost_re18_c2p1_co2_cut90p_tnt1 | 0 | TRUE | 8
202510 | prm15_fix_wcost_re18_c2p1_co2_cut90p_tnt1 | 0 | TRUE | 9
202511 | prm15_fix_wcost_re18_c2p1_co2_cut90p_tnt1 | 0 | TRUE | 10
202512 | prm15_fix_wcost_re18_c2p1_co2_cut90p_tnt1 | 0 | TRUE | 11
203001 | prm15_fix_wcost_re18_c2p1_co2_cut90p_tnt1 | 0 | TRUE | 12
203002 | prm15_fix_wcost_re18_c2p1_co2_cut90p_tnt1 | 0 | TRUE | 13
203003 | prm15_fix_wcost_re18_c2p1_co2_cut90p_tnt1 | 0 | TRUE | 14
203004 | prm15_fix_wcost_re18_c2p1_co2_cut90p_tnt1 | 0 | TRUE | 15
203005 | prm15_fix_wcost_re18_c2p1_co2_cut90p_tnt1 | 0 | TRUE | 16
203006 | prm15_fix_wcost_re18_c2p1_co2_cut90p_tnt1 | 0 | TRUE | 17
203007 | prm15_fix_wcost_re18_c2p1_co2_cut90p_tnt1 | 0 | TRUE | 18
203008 | prm15_fix_wcost_re18_c2p1_co2_cut90p_tnt1 | 0 | TRUE | 19
203009 | prm15_fix_wcost_re18_c2p1_co2_cut90p_tnt1 | 0 | TRUE | 20
203010 | prm15_fix_wcost_re18_c2p1_co2_cut90p_tnt1 | 0 | TRUE | 21
203011 | prm15_fix_wcost_re18_c2p1_co2_cut90p_tnt1 | 0 | TRUE | 22
203012 | prm15_fix_wcost_re18_c2p1_co2_cut90p_tnt1 | 0 | TRUE | 23
203501 | prm15_fix_wcost_re18_c2p1_co2_cut90p_tnt1 | 0.58808 | TRUE | 24
203502 | prm15_fix_wcost_re18_c2p1_co2_cut90p_tnt1 | 0.10002 | TRUE | 25
203503 | prm15_fix_wcost_re18_c2p1_co2_cut90p_tnt1 | 0 | TRUE | 26
203504 | prm15_fix_wcost_re18_c2p1_co2_cut90p_tnt1 | 0.61248 | TRUE | 27
203505 | prm15_fix_wcost_re18_c2p1_co2_cut90p_tnt1 | 0.49248 | TRUE | 28
203506 | prm15_fix_wcost_re18_c2p1_co2_cut90p_tnt1 | 0 | TRUE | 29
203507 | prm15_fix_wcost_re18_c2p1_co2_cut90p_tnt1 | 0.0012262 | TRUE | 30
203508 | prm15_fix_wcost_re18_c2p1_co2_cut90p_tnt1 | 0.91146 | TRUE | 31
203509 | prm15_fix_wcost_re18_c2p1_co2_cut90p_tnt1 | 0 | TRUE | 32
203510 | prm15_fix_wcost_re18_c2p1_co2_cut90p_tnt1 | 0.53375 | TRUE | 33
203511 | prm15_fix_wcost_re18_c2p1_co2_cut90p_tnt1 | 0.40981 | TRUE | 34
203512 | prm15_fix_wcost_re18_c2p1_co2_cut90p_tnt1 | 0.42832 | TRUE | 35
204001 | prm15_fix_wcost_re18_c2p1_co2_cut90p_tnt1 | 1.8982 | TRUE | 36
204002 | prm15_fix_wcost_re18_c2p1_co2_cut90p_tnt1 | 0.70058 | TRUE | 37
204003 | prm15_fix_wcost_re18_c2p1_co2_cut90p_tnt1 | 0 | TRUE | 38
204004 | prm15_fix_wcost_re18_c2p1_co2_cut90p_tnt1 | 1.7096 | TRUE | 39
204005 | prm15_fix_wcost_re18_c2p1_co2_cut90p_tnt1 | 1.2502 | TRUE | 40
204006 | prm15_fix_wcost_re18_c2p1_co2_cut90p_tnt1 | 0 | TRUE | 41
204007 | prm15_fix_wcost_re18_c2p1_co2_cut90p_tnt1 | 0 | TRUE | 42
204008 | prm15_fix_wcost_re18_c2p1_co2_cut90p_tnt1 | 2.2751 | TRUE | 43
204009 | prm15_fix_wcost_re18_c2p1_co2_cut90p_tnt1 | 0.25187 | TRUE | 44
204010 | prm15_fix_wcost_re18_c2p1_co2_cut90p_tnt1 | 1.563 | TRUE | 45
204011 | prm15_fix_wcost_re18_c2p1_co2_cut90p_tnt1 | 1.432 | TRUE | 46
204012 | prm15_fix_wcost_re18_c2p1_co2_cut90p_tnt1 | 1.2479 | TRUE | 47
204501 | prm15_fix_wcost_re18_c2p1_co2_cut90p_tnt1 | 9.3283 | TRUE | 48
204502 | prm15_fix_wcost_re18_c2p1_co2_cut90p_tnt1 | 5.3372 | TRUE | 49
204503 | prm15_fix_wcost_re18_c2p1_co2_cut90p_tnt1 | 1.6314 | TRUE | 50
204504 | prm15_fix_wcost_re18_c2p1_co2_cut90p_tnt1 | 7.7184 | TRUE | 51
204505 | prm15_fix_wcost_re18_c2p1_co2_cut90p_tnt1 | 7.805 | TRUE | 52
204506 | prm15_fix_wcost_re18_c2p1_co2_cut90p_tnt1 | 5.2636 | TRUE | 53
204507 | prm15_fix_wcost_re18_c2p1_co2_cut90p_tnt1 | 3.5358 | TRUE | 54
204508 | prm15_fix_wcost_re18_c2p1_co2_cut90p_tnt1 | 11.1499 | TRUE | 55
204509 | prm15_fix_wcost_re18_c2p1_co2_cut90p_tnt1 | 5.6139 | TRUE | 56
204510 | prm15_fix_wcost_re18_c2p1_co2_cut90p_tnt1 | 9.6527 | TRUE | 57
204511 | prm15_fix_wcost_re18_c2p1_co2_cut90p_tnt1 | 9.2782 | TRUE | 58
204512 | prm15_fix_wcost_re18_c2p1_co2_cut90p_tnt1 | 9.1943 | TRUE | 59
205001 | prm15_fix_wcost_re18_c2p1_co2_cut90p_tnt1 | 19.7617 | TRUE | 60
205002 | prm15_fix_wcost_re18_c2p1_co2_cut90p_tnt1 | 11.6919 | TRUE | 61
205003 | prm15_fix_wcost_re18_c2p1_co2_cut90p_tnt1 | 2.3811 | TRUE | 62
205004 | prm15_fix_wcost_re18_c2p1_co2_cut90p_tnt1 | 16.1899 | TRUE | 63
205005 | prm15_fix_wcost_re18_c2p1_co2_cut90p_tnt1 | 17.8877 | TRUE | 64
205006 | prm15_fix_wcost_re18_c2p1_co2_cut90p_tnt1 | 12.8445 | TRUE | 65
205007 | prm15_fix_wcost_re18_c2p1_co2_cut90p_tnt1 | 6.752 | TRUE | 66
205008 | prm15_fix_wcost_re18_c2p1_co2_cut90p_tnt1 | 24.211 | TRUE | 67
205009 | prm15_fix_wcost_re18_c2p1_co2_cut90p_tnt1 | 11.7151 | TRUE | 68
205010 | prm15_fix_wcost_re18_c2p1_co2_cut90p_tnt1 | 18.7417 | TRUE | 69
205011 | prm15_fix_wcost_re18_c2p1_co2_cut90p_tnt1 | 17.5056 | TRUE | 70
205012 | prm15_fix_wcost_re18_c2p1_co2_cut90p_tnt1 | 19.6339 | TRUE | 71
202501 | prm15_fix_wcost_re18_c2p1_tnt1 | 0 | FALSE | 0
202502 | prm15_fix_wcost_re18_c2p1_tnt1 | 0 | FALSE | 1
202503 | prm15_fix_wcost_re18_c2p1_tnt1 | 0 | FALSE | 2
202504 | prm15_fix_wcost_re18_c2p1_tnt1 | 0 | FALSE | 3
202505 | prm15_fix_wcost_re18_c2p1_tnt1 | 0 | FALSE | 4
202506 | prm15_fix_wcost_re18_c2p1_tnt1 | 0 | FALSE | 5
202507 | prm15_fix_wcost_re18_c2p1_tnt1 | 0 | FALSE | 6
202508 | prm15_fix_wcost_re18_c2p1_tnt1 | 0 | FALSE | 7
202509 | prm15_fix_wcost_re18_c2p1_tnt1 | 0 | FALSE | 8
202510 | prm15_fix_wcost_re18_c2p1_tnt1 | 0 | FALSE | 9
202511 | prm15_fix_wcost_re18_c2p1_tnt1 | 0 | FALSE | 10
202512 | prm15_fix_wcost_re18_c2p1_tnt1 | 0 | FALSE | 11
203001 | prm15_fix_wcost_re18_c2p1_tnt1 | 0 | FALSE | 12
203002 | prm15_fix_wcost_re18_c2p1_tnt1 | 0 | FALSE | 13
203003 | prm15_fix_wcost_re18_c2p1_tnt1 | 0 | FALSE | 14
203004 | prm15_fix_wcost_re18_c2p1_tnt1 | 0 | FALSE | 15
203005 | prm15_fix_wcost_re18_c2p1_tnt1 | 0 | FALSE | 16
203006 | prm15_fix_wcost_re18_c2p1_tnt1 | 0 | FALSE | 17
203007 | prm15_fix_wcost_re18_c2p1_tnt1 | 0 | FALSE | 18
203008 | prm15_fix_wcost_re18_c2p1_tnt1 | 0 | FALSE | 19
203009 | prm15_fix_wcost_re18_c2p1_tnt1 | 0 | FALSE | 20
203010 | prm15_fix_wcost_re18_c2p1_tnt1 | 0 | FALSE | 21
203011 | prm15_fix_wcost_re18_c2p1_tnt1 | 0 | FALSE | 22
203012 | prm15_fix_wcost_re18_c2p1_tnt1 | 0 | FALSE | 23
203501 | prm15_fix_wcost_re18_c2p1_tnt1 | 0 | FALSE | 24
203502 | prm15_fix_wcost_re18_c2p1_tnt1 | 0 | FALSE | 25
203503 | prm15_fix_wcost_re18_c2p1_tnt1 | 0 | FALSE | 26
203504 | prm15_fix_wcost_re18_c2p1_tnt1 | 0 | FALSE | 27
203505 | prm15_fix_wcost_re18_c2p1_tnt1 | 0 | FALSE | 28
203506 | prm15_fix_wcost_re18_c2p1_tnt1 | 0 | FALSE | 29
203507 | prm15_fix_wcost_re18_c2p1_tnt1 | 0 | FALSE | 30
203508 | prm15_fix_wcost_re18_c2p1_tnt1 | 0 | FALSE | 31
203509 | prm15_fix_wcost_re18_c2p1_tnt1 | 0 | FALSE | 32
203510 | prm15_fix_wcost_re18_c2p1_tnt1 | 0 | FALSE | 33
203511 | prm15_fix_wcost_re18_c2p1_tnt1 | 0 | FALSE | 34
203512 | prm15_fix_wcost_re18_c2p1_tnt1 | 0 | FALSE | 35
204001 | prm15_fix_wcost_re18_c2p1_tnt1 | 0 | FALSE | 36
204002 | prm15_fix_wcost_re18_c2p1_tnt1 | 0 | FALSE | 37
204003 | prm15_fix_wcost_re18_c2p1_tnt1 | 0 | FALSE | 38
204004 | prm15_fix_wcost_re18_c2p1_tnt1 | 0 | FALSE | 39
204005 | prm15_fix_wcost_re18_c2p1_tnt1 | 0 | FALSE | 40
204006 | prm15_fix_wcost_re18_c2p1_tnt1 | 0 | FALSE | 41
204007 | prm15_fix_wcost_re18_c2p1_tnt1 | 0 | FALSE | 42
204008 | prm15_fix_wcost_re18_c2p1_tnt1 | 0 | FALSE | 43
204009 | prm15_fix_wcost_re18_c2p1_tnt1 | 0 | FALSE | 44
204010 | prm15_fix_wcost_re18_c2p1_tnt1 | 0 | FALSE | 45
204011 | prm15_fix_wcost_re18_c2p1_tnt1 | 0 | FALSE | 46
204012 | prm15_fix_wcost_re18_c2p1_tnt1 | 0 | FALSE | 47
204501 | prm15_fix_wcost_re18_c2p1_tnt1 | 0 | FALSE | 48
204502 | prm15_fix_wcost_re18_c2p1_tnt1 | 0 | FALSE | 49
204503 | prm15_fix_wcost_re18_c2p1_tnt1 | 0 | FALSE | 50
204504 | prm15_fix_wcost_re18_c2p1_tnt1 | 0.19872 | FALSE | 51
204505 | prm15_fix_wcost_re18_c2p1_tnt1 | 0.17896 | FALSE | 52
204506 | prm15_fix_wcost_re18_c2p1_tnt1 | 0.072412 | FALSE | 53
204507 | prm15_fix_wcost_re18_c2p1_tnt1 | 0.020562 | FALSE | 54
204508 | prm15_fix_wcost_re18_c2p1_tnt1 | 0 | FALSE | 55
204509 | prm15_fix_wcost_re18_c2p1_tnt1 | 0 | FALSE | 56
204510 | prm15_fix_wcost_re18_c2p1_tnt1 | 0.054399 | FALSE | 57
204511 | prm15_fix_wcost_re18_c2p1_tnt1 | 0.12426 | FALSE | 58
204512 | prm15_fix_wcost_re18_c2p1_tnt1 | 0.070573 | FALSE | 59
205001 | prm15_fix_wcost_re18_c2p1_tnt1 | 0 | FALSE | 60
205002 | prm15_fix_wcost_re18_c2p1_tnt1 | 0.13132 | FALSE | 61
205003 | prm15_fix_wcost_re18_c2p1_tnt1 | 0 | FALSE | 62
205004 | prm15_fix_wcost_re18_c2p1_tnt1 | 1.459 | FALSE | 63
205005 | prm15_fix_wcost_re18_c2p1_tnt1 | 1.8423 | FALSE | 64
205006 | prm15_fix_wcost_re18_c2p1_tnt1 | 1.17 | FALSE | 65
205007 | prm15_fix_wcost_re18_c2p1_tnt1 | 0.53507 | FALSE | 66
205008 | prm15_fix_wcost_re18_c2p1_tnt1 | 0 | FALSE | 67
205009 | prm15_fix_wcost_re18_c2p1_tnt1 | 0.33878 | FALSE | 68
205010 | prm15_fix_wcost_re18_c2p1_tnt1 | 0.42368 | FALSE | 69
205011 | prm15_fix_wcost_re18_c2p1_tnt1 | 1.0137 | FALSE | 70
205012 | prm15_fix_wcost_re18_c2p1_tnt1 | 0.88933 | FALSE | 71
202501 | prm15_fix_wcost_re19_c2p1_co2_cut90p_tnt1 | 0 | TRUE | 0
202502 | prm15_fix_wcost_re19_c2p1_co2_cut90p_tnt1 | 0 | TRUE | 1
202503 | prm15_fix_wcost_re19_c2p1_co2_cut90p_tnt1 | 0 | TRUE | 2
202504 | prm15_fix_wcost_re19_c2p1_co2_cut90p_tnt1 | 0.009726 | TRUE | 3
202505 | prm15_fix_wcost_re19_c2p1_co2_cut90p_tnt1 | 0 | TRUE | 4
202506 | prm15_fix_wcost_re19_c2p1_co2_cut90p_tnt1 | 0 | TRUE | 5
202507 | prm15_fix_wcost_re19_c2p1_co2_cut90p_tnt1 | 0 | TRUE | 6
202508 | prm15_fix_wcost_re19_c2p1_co2_cut90p_tnt1 | 0 | TRUE | 7
202509 | prm15_fix_wcost_re19_c2p1_co2_cut90p_tnt1 | 0 | TRUE | 8
202510 | prm15_fix_wcost_re19_c2p1_co2_cut90p_tnt1 | 0 | TRUE | 9
202511 | prm15_fix_wcost_re19_c2p1_co2_cut90p_tnt1 | 0 | TRUE | 10
202512 | prm15_fix_wcost_re19_c2p1_co2_cut90p_tnt1 | 0 | TRUE | 11
203001 | prm15_fix_wcost_re19_c2p1_co2_cut90p_tnt1 | 0 | TRUE | 12
203002 | prm15_fix_wcost_re19_c2p1_co2_cut90p_tnt1 | 0 | TRUE | 13
203003 | prm15_fix_wcost_re19_c2p1_co2_cut90p_tnt1 | 0 | TRUE | 14
203004 | prm15_fix_wcost_re19_c2p1_co2_cut90p_tnt1 | 0 | TRUE | 15
203005 | prm15_fix_wcost_re19_c2p1_co2_cut90p_tnt1 | 0 | TRUE | 16
203006 | prm15_fix_wcost_re19_c2p1_co2_cut90p_tnt1 | 0 | TRUE | 17
203007 | prm15_fix_wcost_re19_c2p1_co2_cut90p_tnt1 | 0 | TRUE | 18
203008 | prm15_fix_wcost_re19_c2p1_co2_cut90p_tnt1 | 0 | TRUE | 19
203009 | prm15_fix_wcost_re19_c2p1_co2_cut90p_tnt1 | 0 | TRUE | 20
203010 | prm15_fix_wcost_re19_c2p1_co2_cut90p_tnt1 | 0 | TRUE | 21
203011 | prm15_fix_wcost_re19_c2p1_co2_cut90p_tnt1 | 0 | TRUE | 22
203012 | prm15_fix_wcost_re19_c2p1_co2_cut90p_tnt1 | 0 | TRUE | 23
203501 | prm15_fix_wcost_re19_c2p1_co2_cut90p_tnt1 | 0.63605 | TRUE | 24
203502 | prm15_fix_wcost_re19_c2p1_co2_cut90p_tnt1 | 0.13723 | TRUE | 25
203503 | prm15_fix_wcost_re19_c2p1_co2_cut90p_tnt1 | 0 | TRUE | 26
203504 | prm15_fix_wcost_re19_c2p1_co2_cut90p_tnt1 | 0.61005 | TRUE | 27
203505 | prm15_fix_wcost_re19_c2p1_co2_cut90p_tnt1 | 0.58372 | TRUE | 28
203506 | prm15_fix_wcost_re19_c2p1_co2_cut90p_tnt1 | 0 | TRUE | 29
203507 | prm15_fix_wcost_re19_c2p1_co2_cut90p_tnt1 | 0.0075903 | TRUE | 30
203508 | prm15_fix_wcost_re19_c2p1_co2_cut90p_tnt1 | 0.98135 | TRUE | 31
203509 | prm15_fix_wcost_re19_c2p1_co2_cut90p_tnt1 | 4.7919e-06 | TRUE | 32
203510 | prm15_fix_wcost_re19_c2p1_co2_cut90p_tnt1 | 0.60546 | TRUE | 33
203511 | prm15_fix_wcost_re19_c2p1_co2_cut90p_tnt1 | 0.46717 | TRUE | 34
203512 | prm15_fix_wcost_re19_c2p1_co2_cut90p_tnt1 | 0.4776 | TRUE | 35
204001 | prm15_fix_wcost_re19_c2p1_co2_cut90p_tnt1 | 1.8047 | TRUE | 36
204002 | prm15_fix_wcost_re19_c2p1_co2_cut90p_tnt1 | 0.7231 | TRUE | 37
204003 | prm15_fix_wcost_re19_c2p1_co2_cut90p_tnt1 | 0 | TRUE | 38
204004 | prm15_fix_wcost_re19_c2p1_co2_cut90p_tnt1 | 1.7826 | TRUE | 39
204005 | prm15_fix_wcost_re19_c2p1_co2_cut90p_tnt1 | 1.2478 | TRUE | 40
204006 | prm15_fix_wcost_re19_c2p1_co2_cut90p_tnt1 | 0.00060173 | TRUE | 41
204007 | prm15_fix_wcost_re19_c2p1_co2_cut90p_tnt1 | 0 | TRUE | 42
204008 | prm15_fix_wcost_re19_c2p1_co2_cut90p_tnt1 | 2.2543 | TRUE | 43
204009 | prm15_fix_wcost_re19_c2p1_co2_cut90p_tnt1 | 0.29055 | TRUE | 44
204010 | prm15_fix_wcost_re19_c2p1_co2_cut90p_tnt1 | 1.658 | TRUE | 45
204011 | prm15_fix_wcost_re19_c2p1_co2_cut90p_tnt1 | 1.5591 | TRUE | 46
204012 | prm15_fix_wcost_re19_c2p1_co2_cut90p_tnt1 | 1.2317 | TRUE | 47
204501 | prm15_fix_wcost_re19_c2p1_co2_cut90p_tnt1 | 9.0451 | TRUE | 48
204502 | prm15_fix_wcost_re19_c2p1_co2_cut90p_tnt1 | 5.2946 | TRUE | 49
204503 | prm15_fix_wcost_re19_c2p1_co2_cut90p_tnt1 | 1.7904 | TRUE | 50
204504 | prm15_fix_wcost_re19_c2p1_co2_cut90p_tnt1 | 8.3795 | TRUE | 51
204505 | prm15_fix_wcost_re19_c2p1_co2_cut90p_tnt1 | 8.0986 | TRUE | 52
204506 | prm15_fix_wcost_re19_c2p1_co2_cut90p_tnt1 | 5.2065 | TRUE | 53
204507 | prm15_fix_wcost_re19_c2p1_co2_cut90p_tnt1 | 3.4839 | TRUE | 54
204508 | prm15_fix_wcost_re19_c2p1_co2_cut90p_tnt1 | 11.0654 | TRUE | 55
204509 | prm15_fix_wcost_re19_c2p1_co2_cut90p_tnt1 | 5.3893 | TRUE | 56
204510 | prm15_fix_wcost_re19_c2p1_co2_cut90p_tnt1 | 9.3091 | TRUE | 57
204511 | prm15_fix_wcost_re19_c2p1_co2_cut90p_tnt1 | 9.0141 | TRUE | 58
204512 | prm15_fix_wcost_re19_c2p1_co2_cut90p_tnt1 | 9.0032 | TRUE | 59
205001 | prm15_fix_wcost_re19_c2p1_co2_cut90p_tnt1 | 18.5699 | TRUE | 60
205002 | prm15_fix_wcost_re19_c2p1_co2_cut90p_tnt1 | 10.9291 | TRUE | 61
205003 | prm15_fix_wcost_re19_c2p1_co2_cut90p_tnt1 | 2.7345 | TRUE | 62
205004 | prm15_fix_wcost_re19_c2p1_co2_cut90p_tnt1 | 16.0972 | TRUE | 63
205005 | prm15_fix_wcost_re19_c2p1_co2_cut90p_tnt1 | 17.9718 | TRUE | 64
205006 | prm15_fix_wcost_re19_c2p1_co2_cut90p_tnt1 | 12.5688 | TRUE | 65
205007 | prm15_fix_wcost_re19_c2p1_co2_cut90p_tnt1 | 6.3962 | TRUE | 66
205008 | prm15_fix_wcost_re19_c2p1_co2_cut90p_tnt1 | 23.1056 | TRUE | 67
205009 | prm15_fix_wcost_re19_c2p1_co2_cut90p_tnt1 | 11.232 | TRUE | 68
205010 | prm15_fix_wcost_re19_c2p1_co2_cut90p_tnt1 | 18.0815 | TRUE | 69
205011 | prm15_fix_wcost_re19_c2p1_co2_cut90p_tnt1 | 17.1734 | TRUE | 70
205012 | prm15_fix_wcost_re19_c2p1_co2_cut90p_tnt1 | 18.9094 | TRUE | 71
202501 | prm15_fix_wcost_re19_c2p1_tnt1 | 0 | FALSE | 0
202502 | prm15_fix_wcost_re19_c2p1_tnt1 | 0 | FALSE | 1
202503 | prm15_fix_wcost_re19_c2p1_tnt1 | 0 | FALSE | 2
202504 | prm15_fix_wcost_re19_c2p1_tnt1 | 0 | FALSE | 3
202505 | prm15_fix_wcost_re19_c2p1_tnt1 | 0 | FALSE | 4
202506 | prm15_fix_wcost_re19_c2p1_tnt1 | 0 | FALSE | 5
202507 | prm15_fix_wcost_re19_c2p1_tnt1 | 0 | FALSE | 6
202508 | prm15_fix_wcost_re19_c2p1_tnt1 | 0 | FALSE | 7
202509 | prm15_fix_wcost_re19_c2p1_tnt1 | 0 | FALSE | 8
202510 | prm15_fix_wcost_re19_c2p1_tnt1 | 0 | FALSE | 9
202511 | prm15_fix_wcost_re19_c2p1_tnt1 | 0 | FALSE | 10
202512 | prm15_fix_wcost_re19_c2p1_tnt1 | 0 | FALSE | 11
203001 | prm15_fix_wcost_re19_c2p1_tnt1 | 0 | FALSE | 12
203002 | prm15_fix_wcost_re19_c2p1_tnt1 | 0 | FALSE | 13
203003 | prm15_fix_wcost_re19_c2p1_tnt1 | 0 | FALSE | 14
203004 | prm15_fix_wcost_re19_c2p1_tnt1 | 0 | FALSE | 15
203005 | prm15_fix_wcost_re19_c2p1_tnt1 | 0 | FALSE | 16
203006 | prm15_fix_wcost_re19_c2p1_tnt1 | 0 | FALSE | 17
203007 | prm15_fix_wcost_re19_c2p1_tnt1 | 0 | FALSE | 18
203008 | prm15_fix_wcost_re19_c2p1_tnt1 | 0 | FALSE | 19
203009 | prm15_fix_wcost_re19_c2p1_tnt1 | 0 | FALSE | 20
203010 | prm15_fix_wcost_re19_c2p1_tnt1 | 0 | FALSE | 21
203011 | prm15_fix_wcost_re19_c2p1_tnt1 | 0 | FALSE | 22
203012 | prm15_fix_wcost_re19_c2p1_tnt1 | 0 | FALSE | 23
203501 | prm15_fix_wcost_re19_c2p1_tnt1 | 0 | FALSE | 24
203502 | prm15_fix_wcost_re19_c2p1_tnt1 | 0 | FALSE | 25
203503 | prm15_fix_wcost_re19_c2p1_tnt1 | 0 | FALSE | 26
203504 | prm15_fix_wcost_re19_c2p1_tnt1 | 0 | FALSE | 27
203505 | prm15_fix_wcost_re19_c2p1_tnt1 | 0 | FALSE | 28
203506 | prm15_fix_wcost_re19_c2p1_tnt1 | 0 | FALSE | 29
203507 | prm15_fix_wcost_re19_c2p1_tnt1 | 0 | FALSE | 30
203508 | prm15_fix_wcost_re19_c2p1_tnt1 | 0 | FALSE | 31
203509 | prm15_fix_wcost_re19_c2p1_tnt1 | 0 | FALSE | 32
203510 | prm15_fix_wcost_re19_c2p1_tnt1 | 0 | FALSE | 33
203511 | prm15_fix_wcost_re19_c2p1_tnt1 | 0 | FALSE | 34
203512 | prm15_fix_wcost_re19_c2p1_tnt1 | 0 | FALSE | 35
204001 | prm15_fix_wcost_re19_c2p1_tnt1 | 0 | FALSE | 36
204002 | prm15_fix_wcost_re19_c2p1_tnt1 | 0 | FALSE | 37
204003 | prm15_fix_wcost_re19_c2p1_tnt1 | 0 | FALSE | 38
204004 | prm15_fix_wcost_re19_c2p1_tnt1 | 0 | FALSE | 39
204005 | prm15_fix_wcost_re19_c2p1_tnt1 | 0 | FALSE | 40
204006 | prm15_fix_wcost_re19_c2p1_tnt1 | 0 | FALSE | 41
204007 | prm15_fix_wcost_re19_c2p1_tnt1 | 0 | FALSE | 42
204008 | prm15_fix_wcost_re19_c2p1_tnt1 | 0 | FALSE | 43
204009 | prm15_fix_wcost_re19_c2p1_tnt1 | 0 | FALSE | 44
204010 | prm15_fix_wcost_re19_c2p1_tnt1 | 0 | FALSE | 45
204011 | prm15_fix_wcost_re19_c2p1_tnt1 | 0 | FALSE | 46
204012 | prm15_fix_wcost_re19_c2p1_tnt1 | 0 | FALSE | 47
204501 | prm15_fix_wcost_re19_c2p1_tnt1 | 0 | FALSE | 48
204502 | prm15_fix_wcost_re19_c2p1_tnt1 | 0 | FALSE | 49
204503 | prm15_fix_wcost_re19_c2p1_tnt1 | 0 | FALSE | 50
204504 | prm15_fix_wcost_re19_c2p1_tnt1 | 0.21663 | FALSE | 51
204505 | prm15_fix_wcost_re19_c2p1_tnt1 | 0.19526 | FALSE | 52
204506 | prm15_fix_wcost_re19_c2p1_tnt1 | 0.084505 | FALSE | 53
204507 | prm15_fix_wcost_re19_c2p1_tnt1 | 0.023809 | FALSE | 54
204508 | prm15_fix_wcost_re19_c2p1_tnt1 | 0 | FALSE | 55
204509 | prm15_fix_wcost_re19_c2p1_tnt1 | 0 | FALSE | 56
204510 | prm15_fix_wcost_re19_c2p1_tnt1 | 0.063449 | FALSE | 57
204511 | prm15_fix_wcost_re19_c2p1_tnt1 | 0.14105 | FALSE | 58
204512 | prm15_fix_wcost_re19_c2p1_tnt1 | 0.081665 | FALSE | 59
205001 | prm15_fix_wcost_re19_c2p1_tnt1 | 0 | FALSE | 60
205002 | prm15_fix_wcost_re19_c2p1_tnt1 | 0.10125 | FALSE | 61
205003 | prm15_fix_wcost_re19_c2p1_tnt1 | 0 | FALSE | 62
205004 | prm15_fix_wcost_re19_c2p1_tnt1 | 1.461 | FALSE | 63
205005 | prm15_fix_wcost_re19_c2p1_tnt1 | 1.9298 | FALSE | 64
205006 | prm15_fix_wcost_re19_c2p1_tnt1 | 1.1425 | FALSE | 65
205007 | prm15_fix_wcost_re19_c2p1_tnt1 | 0.53711 | FALSE | 66
205008 | prm15_fix_wcost_re19_c2p1_tnt1 | 0 | FALSE | 67
205009 | prm15_fix_wcost_re19_c2p1_tnt1 | 0.32356 | FALSE | 68
205010 | prm15_fix_wcost_re19_c2p1_tnt1 | 0.39776 | FALSE | 69
205011 | prm15_fix_wcost_re19_c2p1_tnt1 | 1.0014 | FALSE | 70
205012 | prm15_fix_wcost_re19_c2p1_tnt1 | 0.85217 | FALSE | 71
202501 | prm15_fix_wcost_re20_c2p1_co2_cut90p_tnt1 | 0 | TRUE | 0
202502 | prm15_fix_wcost_re20_c2p1_co2_cut90p_tnt1 | 0 | TRUE | 1
202503 | prm15_fix_wcost_re20_c2p1_co2_cut90p_tnt1 | 0 | TRUE | 2
202504 | prm15_fix_wcost_re20_c2p1_co2_cut90p_tnt1 | 0.011022 | TRUE | 3
202505 | prm15_fix_wcost_re20_c2p1_co2_cut90p_tnt1 | 0 | TRUE | 4
202506 | prm15_fix_wcost_re20_c2p1_co2_cut90p_tnt1 | 0 | TRUE | 5
202507 | prm15_fix_wcost_re20_c2p1_co2_cut90p_tnt1 | 0 | TRUE | 6
202508 | prm15_fix_wcost_re20_c2p1_co2_cut90p_tnt1 | 0 | TRUE | 7
202509 | prm15_fix_wcost_re20_c2p1_co2_cut90p_tnt1 | 0 | TRUE | 8
202510 | prm15_fix_wcost_re20_c2p1_co2_cut90p_tnt1 | 0 | TRUE | 9
202511 | prm15_fix_wcost_re20_c2p1_co2_cut90p_tnt1 | 0 | TRUE | 10
202512 | prm15_fix_wcost_re20_c2p1_co2_cut90p_tnt1 | 0 | TRUE | 11
203001 | prm15_fix_wcost_re20_c2p1_co2_cut90p_tnt1 | 0 | TRUE | 12
203002 | prm15_fix_wcost_re20_c2p1_co2_cut90p_tnt1 | 0 | TRUE | 13
203003 | prm15_fix_wcost_re20_c2p1_co2_cut90p_tnt1 | 0 | TRUE | 14
203004 | prm15_fix_wcost_re20_c2p1_co2_cut90p_tnt1 | 0.0058864 | TRUE | 15
203005 | prm15_fix_wcost_re20_c2p1_co2_cut90p_tnt1 | 0 | TRUE | 16
203006 | prm15_fix_wcost_re20_c2p1_co2_cut90p_tnt1 | 0 | TRUE | 17
203007 | prm15_fix_wcost_re20_c2p1_co2_cut90p_tnt1 | 0 | TRUE | 18
203008 | prm15_fix_wcost_re20_c2p1_co2_cut90p_tnt1 | 0 | TRUE | 19
203009 | prm15_fix_wcost_re20_c2p1_co2_cut90p_tnt1 | 0 | TRUE | 20
203010 | prm15_fix_wcost_re20_c2p1_co2_cut90p_tnt1 | 0 | TRUE | 21
203011 | prm15_fix_wcost_re20_c2p1_co2_cut90p_tnt1 | 0 | TRUE | 22
203012 | prm15_fix_wcost_re20_c2p1_co2_cut90p_tnt1 | 0 | TRUE | 23
203501 | prm15_fix_wcost_re20_c2p1_co2_cut90p_tnt1 | 0.47637 | TRUE | 24
203502 | prm15_fix_wcost_re20_c2p1_co2_cut90p_tnt1 | 0.049148 | TRUE | 25
203503 | prm15_fix_wcost_re20_c2p1_co2_cut90p_tnt1 | 0 | TRUE | 26
203504 | prm15_fix_wcost_re20_c2p1_co2_cut90p_tnt1 | 0.74751 | TRUE | 27
203505 | prm15_fix_wcost_re20_c2p1_co2_cut90p_tnt1 | 0.54498 | TRUE | 28
203506 | prm15_fix_wcost_re20_c2p1_co2_cut90p_tnt1 | 0 | TRUE | 29
203507 | prm15_fix_wcost_re20_c2p1_co2_cut90p_tnt1 | 0 | TRUE | 30
203508 | prm15_fix_wcost_re20_c2p1_co2_cut90p_tnt1 | 0.6356 | TRUE | 31
203509 | prm15_fix_wcost_re20_c2p1_co2_cut90p_tnt1 | 0 | TRUE | 32
203510 | prm15_fix_wcost_re20_c2p1_co2_cut90p_tnt1 | 0.42011 | TRUE | 33
203511 | prm15_fix_wcost_re20_c2p1_co2_cut90p_tnt1 | 0.30338 | TRUE | 34
203512 | prm15_fix_wcost_re20_c2p1_co2_cut90p_tnt1 | 0.35505 | TRUE | 35
204001 | prm15_fix_wcost_re20_c2p1_co2_cut90p_tnt1 | 2.2053 | TRUE | 36
204002 | prm15_fix_wcost_re20_c2p1_co2_cut90p_tnt1 | 1.0403 | TRUE | 37
204003 | prm15_fix_wcost_re20_c2p1_co2_cut90p_tnt1 | 0 | TRUE | 38
204004 | prm15_fix_wcost_re20_c2p1_co2_cut90p_tnt1 | 2.4222 | TRUE | 39
204005 | prm15_fix_wcost_re20_c2p1_co2_cut90p_tnt1 | 1.9016 | TRUE | 40
204006 | prm15_fix_wcost_re20_c2p1_co2_cut90p_tnt1 | 0.18073 | TRUE | 41
204007 | prm15_fix_wcost_re20_c2p1_co2_cut90p_tnt1 | 0 | TRUE | 42
204008 | prm15_fix_wcost_re20_c2p1_co2_cut90p_tnt1 | 2.6005 | TRUE | 43
204009 | prm15_fix_wcost_re20_c2p1_co2_cut90p_tnt1 | 0.52185 | TRUE | 44
204010 | prm15_fix_wcost_re20_c2p1_co2_cut90p_tnt1 | 1.9575 | TRUE | 45
204011 | prm15_fix_wcost_re20_c2p1_co2_cut90p_tnt1 | 1.7602 | TRUE | 46
204012 | prm15_fix_wcost_re20_c2p1_co2_cut90p_tnt1 | 1.6399 | TRUE | 47
204501 | prm15_fix_wcost_re20_c2p1_co2_cut90p_tnt1 | 7.3318 | TRUE | 48
204502 | prm15_fix_wcost_re20_c2p1_co2_cut90p_tnt1 | 4.4132 | TRUE | 49
204503 | prm15_fix_wcost_re20_c2p1_co2_cut90p_tnt1 | 1.1027 | TRUE | 50
204504 | prm15_fix_wcost_re20_c2p1_co2_cut90p_tnt1 | 7.3418 | TRUE | 51
204505 | prm15_fix_wcost_re20_c2p1_co2_cut90p_tnt1 | 7.3372 | TRUE | 52
204506 | prm15_fix_wcost_re20_c2p1_co2_cut90p_tnt1 | 4.3288 | TRUE | 53
204507 | prm15_fix_wcost_re20_c2p1_co2_cut90p_tnt1 | 2.606 | TRUE | 54
204508 | prm15_fix_wcost_re20_c2p1_co2_cut90p_tnt1 | 9.102 | TRUE | 55
204509 | prm15_fix_wcost_re20_c2p1_co2_cut90p_tnt1 | 4.4297 | TRUE | 56
204510 | prm15_fix_wcost_re20_c2p1_co2_cut90p_tnt1 | 7.6002 | TRUE | 57
204511 | prm15_fix_wcost_re20_c2p1_co2_cut90p_tnt1 | 7.122 | TRUE | 58
204512 | prm15_fix_wcost_re20_c2p1_co2_cut90p_tnt1 | 7.134 | TRUE | 59
205001 | prm15_fix_wcost_re20_c2p1_co2_cut90p_tnt1 | 15.875 | TRUE | 60
205002 | prm15_fix_wcost_re20_c2p1_co2_cut90p_tnt1 | 9.3447 | TRUE | 61
205003 | prm15_fix_wcost_re20_c2p1_co2_cut90p_tnt1 | 2.9021 | TRUE | 62
205004 | prm15_fix_wcost_re20_c2p1_co2_cut90p_tnt1 | 15.3094 | TRUE | 63
205005 | prm15_fix_wcost_re20_c2p1_co2_cut90p_tnt1 | 16.4569 | TRUE | 64
205006 | prm15_fix_wcost_re20_c2p1_co2_cut90p_tnt1 | 11.1995 | TRUE | 65
205007 | prm15_fix_wcost_re20_c2p1_co2_cut90p_tnt1 | 4.7751 | TRUE | 66
205008 | prm15_fix_wcost_re20_c2p1_co2_cut90p_tnt1 | 18.7441 | TRUE | 67
205009 | prm15_fix_wcost_re20_c2p1_co2_cut90p_tnt1 | 8.9755 | TRUE | 68
205010 | prm15_fix_wcost_re20_c2p1_co2_cut90p_tnt1 | 15.7716 | TRUE | 69
205011 | prm15_fix_wcost_re20_c2p1_co2_cut90p_tnt1 | 14.9996 | TRUE | 70
205012 | prm15_fix_wcost_re20_c2p1_co2_cut90p_tnt1 | 15.8522 | TRUE | 71
202501 | prm15_fix_wcost_re20_c2p1_tnt1 | 0 | FALSE | 0
202502 | prm15_fix_wcost_re20_c2p1_tnt1 | 0 | FALSE | 1
202503 | prm15_fix_wcost_re20_c2p1_tnt1 | 0 | FALSE | 2
202504 | prm15_fix_wcost_re20_c2p1_tnt1 | 0.0029165 | FALSE | 3
202505 | prm15_fix_wcost_re20_c2p1_tnt1 | 0 | FALSE | 4
202506 | prm15_fix_wcost_re20_c2p1_tnt1 | 0 | FALSE | 5
202507 | prm15_fix_wcost_re20_c2p1_tnt1 | 0 | FALSE | 6
202508 | prm15_fix_wcost_re20_c2p1_tnt1 | 0 | FALSE | 7
202509 | prm15_fix_wcost_re20_c2p1_tnt1 | 0 | FALSE | 8
202510 | prm15_fix_wcost_re20_c2p1_tnt1 | 0 | FALSE | 9
202511 | prm15_fix_wcost_re20_c2p1_tnt1 | 0 | FALSE | 10
202512 | prm15_fix_wcost_re20_c2p1_tnt1 | 0 | FALSE | 11
203001 | prm15_fix_wcost_re20_c2p1_tnt1 | 0 | FALSE | 12
203002 | prm15_fix_wcost_re20_c2p1_tnt1 | 0 | FALSE | 13
203003 | prm15_fix_wcost_re20_c2p1_tnt1 | 0 | FALSE | 14
203004 | prm15_fix_wcost_re20_c2p1_tnt1 | 0 | FALSE | 15
203005 | prm15_fix_wcost_re20_c2p1_tnt1 | 0 | FALSE | 16
203006 | prm15_fix_wcost_re20_c2p1_tnt1 | 0 | FALSE | 17
203007 | prm15_fix_wcost_re20_c2p1_tnt1 | 0 | FALSE | 18
203008 | prm15_fix_wcost_re20_c2p1_tnt1 | 0 | FALSE | 19
203009 | prm15_fix_wcost_re20_c2p1_tnt1 | 0 | FALSE | 20
203010 | prm15_fix_wcost_re20_c2p1_tnt1 | 0 | FALSE | 21
203011 | prm15_fix_wcost_re20_c2p1_tnt1 | 0 | FALSE | 22
203012 | prm15_fix_wcost_re20_c2p1_tnt1 | 0 | FALSE | 23
203501 | prm15_fix_wcost_re20_c2p1_tnt1 | 0 | FALSE | 24
203502 | prm15_fix_wcost_re20_c2p1_tnt1 | 0 | FALSE | 25
203503 | prm15_fix_wcost_re20_c2p1_tnt1 | 0 | FALSE | 26
203504 | prm15_fix_wcost_re20_c2p1_tnt1 | 0 | FALSE | 27
203505 | prm15_fix_wcost_re20_c2p1_tnt1 | 0 | FALSE | 28
203506 | prm15_fix_wcost_re20_c2p1_tnt1 | 0 | FALSE | 29
203507 | prm15_fix_wcost_re20_c2p1_tnt1 | 0 | FALSE | 30
203508 | prm15_fix_wcost_re20_c2p1_tnt1 | 0 | FALSE | 31
203509 | prm15_fix_wcost_re20_c2p1_tnt1 | 0 | FALSE | 32
203510 | prm15_fix_wcost_re20_c2p1_tnt1 | 0 | FALSE | 33
203511 | prm15_fix_wcost_re20_c2p1_tnt1 | 0 | FALSE | 34
203512 | prm15_fix_wcost_re20_c2p1_tnt1 | 0 | FALSE | 35
204001 | prm15_fix_wcost_re20_c2p1_tnt1 | 0.0022358 | FALSE | 36
204002 | prm15_fix_wcost_re20_c2p1_tnt1 | 0 | FALSE | 37
204003 | prm15_fix_wcost_re20_c2p1_tnt1 | 0 | FALSE | 38
204004 | prm15_fix_wcost_re20_c2p1_tnt1 | 0.022168 | FALSE | 39
204005 | prm15_fix_wcost_re20_c2p1_tnt1 | 0 | FALSE | 40
204006 | prm15_fix_wcost_re20_c2p1_tnt1 | 0 | FALSE | 41
204007 | prm15_fix_wcost_re20_c2p1_tnt1 | 0 | FALSE | 42
204008 | prm15_fix_wcost_re20_c2p1_tnt1 | 0 | FALSE | 43
204009 | prm15_fix_wcost_re20_c2p1_tnt1 | 0 | FALSE | 44
204010 | prm15_fix_wcost_re20_c2p1_tnt1 | 0.014251 | FALSE | 45
204011 | prm15_fix_wcost_re20_c2p1_tnt1 | 0 | FALSE | 46
204012 | prm15_fix_wcost_re20_c2p1_tnt1 | 0.0067209 | FALSE | 47
204501 | prm15_fix_wcost_re20_c2p1_tnt1 | 0.034797 | FALSE | 48
204502 | prm15_fix_wcost_re20_c2p1_tnt1 | 0.23521 | FALSE | 49
204503 | prm15_fix_wcost_re20_c2p1_tnt1 | 0.16352 | FALSE | 50
204504 | prm15_fix_wcost_re20_c2p1_tnt1 | 0.84903 | FALSE | 51
204505 | prm15_fix_wcost_re20_c2p1_tnt1 | 0.6921 | FALSE | 52
204506 | prm15_fix_wcost_re20_c2p1_tnt1 | 0.66822 | FALSE | 53
204507 | prm15_fix_wcost_re20_c2p1_tnt1 | 0.44261 | FALSE | 54
204508 | prm15_fix_wcost_re20_c2p1_tnt1 | 0 | FALSE | 55
204509 | prm15_fix_wcost_re20_c2p1_tnt1 | 0.31564 | FALSE | 56
204510 | prm15_fix_wcost_re20_c2p1_tnt1 | 0.53316 | FALSE | 57
204511 | prm15_fix_wcost_re20_c2p1_tnt1 | 0.57904 | FALSE | 58
204512 | prm15_fix_wcost_re20_c2p1_tnt1 | 0.55551 | FALSE | 59
205001 | prm15_fix_wcost_re20_c2p1_tnt1 | 0.091146 | FALSE | 60
205002 | prm15_fix_wcost_re20_c2p1_tnt1 | 0.59816 | FALSE | 61
205003 | prm15_fix_wcost_re20_c2p1_tnt1 | 0.43145 | FALSE | 62
205004 | prm15_fix_wcost_re20_c2p1_tnt1 | 2.6911 | FALSE | 63
205005 | prm15_fix_wcost_re20_c2p1_tnt1 | 3.1845 | FALSE | 64
205006 | prm15_fix_wcost_re20_c2p1_tnt1 | 2.7016 | FALSE | 65
205007 | prm15_fix_wcost_re20_c2p1_tnt1 | 1.5764 | FALSE | 66
205008 | prm15_fix_wcost_re20_c2p1_tnt1 | 1.5031 | FALSE | 67
205009 | prm15_fix_wcost_re20_c2p1_tnt1 | 1.2416 | FALSE | 68
205010 | prm15_fix_wcost_re20_c2p1_tnt1 | 1.454 | FALSE | 69
205011 | prm15_fix_wcost_re20_c2p1_tnt1 | 1.8313 | FALSE | 70
205012 | prm15_fix_wcost_re20_c2p1_tnt1 | 1.8451 | FALSE | 71

## Supp. Figure 20
Supplementary Figure 20a
| 1 | 2 | 3 | 4 | 5 | 6 | 7 | 8 | 9 | 10 | 11 | 12 | 13 | 14 | 15 | 16 | 17 | 18 | 19 | 20 | 21 | 22 | 23 | 24
1 | 0.73722 | 0.16426 | 0.10097 | 0.5459 | 0.54337 | 0.99298 | 0.31871 | 0.46546 | 0.96217 | 1.2379 | 1.3327 | 0.88435 | 0.36361 | 0.6687 | 1.4201 | 1.4887 | 2.0573 | 1.4084 | 1.7029 | 1.2523 | 0.41195 | 2.2871 | 1.5493 | 1.4581
2 | 1.2555 | 0.42676 | 0.20607 | 0.17807 | 0.020242 | 0.035605 | 0.054188 | 0.20064 | 0.67372 | 0.97828 | 0.33934 | 0.11372 | 0.10451 | 0.22668 | 0.18002 | 0.20145 | 0.13226 | 0.028098 | 0.032473 | 0.16671 | 1.1852 | 2.1892 | 2.3566 | 1.5944
3 | 1.8555 | 0.69343 | 0.38713 | 0.43731 | 0.13698 | 0.1457 | 0.22126 | 0.60321 | 1.4457 | 2.1083 | 1.6056 | 1.5402 | 1.1282 | 1.4043 | 1.4903 | 1.6174 | 1.4843 | 1.1124 | 1.198 | 1.8681 | 3.0286 | 3.9144 | 3.6212 | 2.6137
4 | 0.026322 | 0 | 0 | 0 | 0 | 0 | 0 | 0 | 0 | 0.0014734 | 0 | 0.013892 | 0 | 0 | 0.031309 | 0 | 0 | 0 | 0 | 0.022481 | 0.016984 | 0.27101 | 0.2152 | 0.11424
5 | 0.15192 | 0.13422 | 0.13059 | 0.058676 | 0.10082 | 0.099202 | 0.095196 | 0.058782 | 0.10966 | 0.12247 | 0.19195 | 0.18051 | 0.14036 | 0.12197 | 0.042223 | 0.12201 | 0.028289 | 0.03911 | 0.099599 | 0.12642 | 0.20987 | 0.42749 | 0.36754 | 0.24952
6 | 0.45574 | 0.23593 | 0.074262 | 0.079075 | 0.094381 | 0.15018 | 0.14803 | 0.12319 | 0.20619 | 0.4164 | 0.49479 | 0.22325 | 0.15757 | 0.18694 | 0.13899 | 0.1306 | 0.17485 | 0.16112 | 0.15313 | 0.23517 | 0.5851 | 1.1207 | 1.0231 | 0.65785
7 | 0.68867 | 0.34648 | 0.2722 | 0.1809 | 0.18977 | 0.15522 | 0.17669 | 0.1944 | 0.42195 | 0.77551 | 1.0177 | 0.59508 | 0.44359 | 0.35946 | 0.38213 | 0.27904 | 0.095545 | 0.13319 | 0.12596 | 0.16191 | 1.213 | 2.0038 | 1.6084 | 1.1709
8 | 0.75267 | 0.59993 | 0.16321 | 0.08738 | 0.14696 | 0.076119 | 0.16249 | 0.36087 | 0.98454 | 0.76108 | 0.36668 | 0.5093 | 0.57425 | 0.22897 | 0.65856 | 0.60693 | 0.79148 | 0.39309 | 0.38296 | 0.2509 | 0.43848 | 1.3512 | 2.174 | 1.3054
9 | 1.0255 | 0.3716 | 0.23761 | 0.084018 | 0.087943 | 0.018597 | 0.028981 | 0.22521 | 0.62838 | 1.1224 | 1.2059 | 0.91495 | 0.52189 | 0.46586 | 0.39744 | 0.27044 | 0.15363 | 0.078302 | 0.019101 | 0.25287 | 1.3426 | 2.2463 | 1.9549 | 1.3097
10 | 0.3856 | 0.13143 | 0.07709 | 0.041281 | 0.085537 | 0.080437 | 0.078167 | 0.13869 | 0.29049 | 0.35363 | 0.19923 | 0.015252 | 0.083802 | 0.10342 | 0.090634 | 0.07676 | 0.051814 | 0.0037176 | 0.055142 | 0.11891 | 0.23502 | 0.89499 | 1.0905 | 0.60319
11 | 0.39731 | 0.1802 | 0.049595 | 0.016497 | 0.013701 | 0 | 0.013574 | 0 | 0.19206 | 0.21439 | 0.11564 | 0.10331 | 0.10881 | 0.10847 | 0.093676 | 0.085778 | 0.06251 | 0.050904 | 0.059126 | 0.084577 | 0.16797 | 0.35403 | 0.94504 | 0.60583
12 | 0.44598 | 0.21507 | 0.0033306 | 0.10515 | 0.053847 | 0.051182 | 0.049998 | 0.087992 | 0.24728 | 0.12889 | 0.06276 | 0.02764 | 0.10635 | 0.10721 | 0.024511 | 0.04751 | 0.066683 | 0.052159 | 0.060295 | 0.05733 | 0.22241 | 0.67993 | 1.1801 | 0.78208
Supplementary Figure 20b
| 1 | 2 | 3 | 4 | 5 | 6 | 7 | 8 | 9 | 10 | 11 | 12 | 13 | 14 | 15 | 16 | 17 | 18 | 19 | 20 | 21 | 22 | 23 | 24
1 | 0 | 0 | 0.13717 | 0.0097818 | 0.0051912 | 0 | 0 | 0 | 0 | 0 | 0 | 0 | 0 | 0 | 0 | 0 | 0 | 0 | 0 | 0 | 0 | 0 | 0 | 0
2 | 0.14321 | 0.41505 | 0.50574 | 0.62566 | 0.45491 | 0.78958 | 0.55538 | 0.2873 | 0.15949 | 0.071684 | 0.15735 | 0.34059 | 0.58698 | 0.23962 | 0.13915 | 0.19051 | 0.17718 | 0.34374 | 0.06793 | 0.007362 | 0 | 0 | 0 | 0
3 | 0.034875 | 0.32624 | 0.35577 | 0.513 | 0.25766 | 0.57943 | 0.38204 | 0.18578 | 0 | 0 | 0 | 0.032611 | 0.063049 | 0.011254 | 0 | 0.01456 | 0.066329 | 0.11328 | 0 | 0 | 0 | 0 | 0 | 0
4 | 1.1741 | 2.3961 | 2.4409 | 2.4218 | 2.3616 | 2.4533 | 2.3544 | 2.1562 | 1.92 | 1.6561 | 1.8881 | 2.108 | 3.0057 | 3.2036 | 3.0985 | 3.1616 | 3.3551 | 3.7186 | 3.5296 | 2.6494 | 1.5656 | 0.5872 | 0.98024 | 0.63582
5 | 1.6118 | 2.4725 | 2.3913 | 2.3539 | 2.3283 | 2.2776 | 2.2417 | 2.2101 | 2.2111 | 2.2043 | 2.2257 | 2.5358 | 3.0039 | 3.6084 | 3.8035 | 3.7631 | 3.9487 | 4.2953 | 4.1037 | 3.3098 | 2.1178 | 1.1995 | 1.5367 | 1.5227
6 | 0.78106 | 2.3903 | 2.6025 | 2.4495 | 2.3344 | 2.2448 | 2.1881 | 2.1345 | 1.3596 | 0.91094 | 0.6361 | 0.59364 | 1.3423 | 1.7883 | 2.0747 | 2.2615 | 2.5708 | 3.0353 | 2.9686 | 2.1122 | 1.0179 | 0.75095 | 0.91931 | 0.5885
7 | 0.80016 | 1.6157 | 1.8058 | 2.1712 | 1.9542 | 1.9155 | 1.8236 | 1.2644 | 0.62168 | 0.28763 | 0.21034 | 0.00050589 | 0.14847 | 0.34879 | 0.41646 | 0.72425 | 0.75415 | 1.0487 | 1.1232 | 0.31269 | 0.11049 | 0.14509 | 0.29141 | 0.29981
8 | 0.2488 | 0.76614 | 1.4731 | 0.71607 | 0.93299 | 0.41959 | 0.57698 | 0.83409 | 0.23643 | 0.52887 | 0.4106 | 0.21721 | 0.34144 | 0.60585 | 0.64871 | 0 | 0 | 0 | 0 | 0 | 0 | 0 | 0 | 0
9 | 0.61883 | 1.313 | 1.671 | 1.7103 | 1.6983 | 1.6673 | 1.2088 | 0.79518 | 0.42687 | 0.20317 | 0.079733 | 0 | 0 | 0 | 0.068378 | 0.15144 | 0.26061 | 0.63461 | 0.52461 | 0.13261 | 0.038432 | 0.068119 | 0.21251 | 0.22056
10 | 0.33648 | 1.6974 | 1.1762 | 1.5181 | 1.3352 | 1.0552 | 1.2037 | 1.2887 | 0.55992 | 0.44197 | 0.28708 | 0.35214 | 0.74995 | 0.58758 | 0.43461 | 0.64237 | 0.68161 | 0.97055 | 0.39404 | 0.37445 | 0.16668 | 0 | 0.10257 | 0.083064
11 | 1.324 | 2.5138 | 2.6455 | 2.3649 | 2.1399 | 1.9875 | 1.9581 | 1.9404 | 1.1584 | 0.74209 | 0.68367 | 1.3569 | 1.7975 | 1.5603 | 1.4698 | 1.4314 | 1.6289 | 2.0524 | 2.0264 | 1.4263 | 0.72923 | 0.36439 | 0.56469 | 0.3783
12 | 0.61129 | 1.7753 | 2.3418 | 2.3928 | 2.2219 | 2.077 | 1.9884 | 1.6134 | 0.7829 | 0.50612 | 1.1831 | 1.7571 | 1.6819 | 1.293 | 1.204 | 1.2101 | 1.3816 | 1.7909 | 1.6802 | 0.95621 | 0.24588 | 0.10664 | 0.22006 | 0.26824
Supplementary Figure 20c
| 1 | 2 | 3 | 4 | 5 | 6 | 7 | 8 | 9 | 10 | 11 | 12 | 13 | 14 | 15 | 16 | 17 | 18 | 19 | 20 | 21 | 22 | 23 | 24
1 | 35.8994 | 24.5039 | 17.1471 | 25.0317 | 22.0382 | 26.8572 | 21.962 | 31.3957 | 41.0637 | 35.093 | 20.9523 | 16.4416 | 12.6863 | 4.2535 | 7.1195 | 13.7782 | 9.0176 | 6.7371 | 4.6307 | 18.1408 | 17.6186 | 18.0761 | 22.7735 | 23.5644
2 | 27.6223 | 20.8564 | 15.9299 | 18.6233 | 23.6319 | 22.2548 | 27.8307 | 27.1614 | 31.3731 | 43.4899 | 13.1099 | 15.1777 | 4.6827 | 5.0925 | 3.632 | 4.1864 | 10.7958 | 2.3443 | 2.5799 | 5.9826 | 16.5511 | 20.4204 | 15.1393 | 31.6468
3 | 17.2513 | 16.1473 | 16.8971 | 15.4535 | 18.4974 | 16.0354 | 17.8914 | 14.6909 | 20.2523 | 18.6215 | 19.7105 | 8.5208 | 3.9492 | 4.8827 | 3.3076 | 3.8394 | 4.5086 | 1.613 | 2.8835 | 3.4828 | 12.167 | 13.1439 | 12.6659 | 24.6293
4 | 6.472 | 5.8619 | 6.6641 | 6.3837 | 5.5124 | 4.5142 | 4.3056 | 4.8283 | 5.7646 | 5.9802 | 6.2148 | 3.3453 | 0.99136 | 0 | 0 | 0 | 0 | 0 | 0 | 0 | 0.70699 | 3.1806 | 6.3942 | 6.9778
5 | 6.9871 | 7.0495 | 7.7798 | 6.9206 | 5.3741 | 6.4237 | 3.4888 | 5.1217 | 4.0163 | 6.7459 | 5.5158 | 3.6097 | 1.4461 | 0.50566 | 0 | 0 | 0 | 0 | 0 | 0.36254 | 1.7462 | 2.8154 | 5.8672 | 6.8019
6 | 8.401 | 8.2313 | 8.9632 | 9.2868 | 7.8078 | 5.7337 | 5.3066 | 6.8748 | 7.4261 | 8.3962 | 7.9754 | 5.74 | 2.3609 | 0.45706 | 0 | 0 | 0 | 0 | 0 | 0.20278 | 1.401 | 4.4709 | 8.6022 | 6.2613
7 | 11.9318 | 12.2072 | 10.9163 | 9.7305 | 8.8708 | 7.4548 | 6.9771 | 8.2064 | 8.9613 | 9.2269 | 9.8136 | 6.4358 | 4.0242 | 3.8679 | 3.0728 | 2.5238 | 2.0621 | 2.0188 | 1.5586 | 2.4281 | 4.9767 | 7.3708 | 11.525 | 10.094
8 | 24.7962 | 15.9368 | 15.3383 | 18.8953 | 16.3855 | 17.9917 | 16.5167 | 22.4158 | 25.9174 | 18.905 | 15.1204 | 6.2343 | 3.1896 | 0.94009 | 0.019902 | 0 | 0 | 0 | 0.20848 | 2.1292 | 5.9072 | 10.7829 | 15.3595 | 14.2255
9 | 22.3754 | 20.436 | 14.5581 | 19.5236 | 17.5164 | 30.7875 | 19.6639 | 24.5122 | 31.9731 | 18.2368 | 14.9821 | 6.3194 | 3.1647 | 1.7704 | 1.5794 | 1.7223 | 2.9578 | 0.63119 | 2.2315 | 4.7591 | 11.9665 | 11.9512 | 13.9076 | 17.2845
10 | 19.794 | 21.6742 | 15.7561 | 17.0615 | 23.1498 | 21.6484 | 21.9261 | 19.9403 | 35.4457 | 25.3197 | 13.3638 | 5.8442 | 3.5024 | 3.6209 | 2.9628 | 2.6663 | 0.99199 | 2.8196 | 1.8811 | 5.8853 | 14.3134 | 9.5167 | 17.4551 | 24.3224
11 | 21.5604 | 31.9617 | 27.3262 | 38.9111 | 36.9783 | 29.9522 | 34.4147 | 31.4472 | 60.0801 | 31.1646 | 24.03 | 14.6147 | 10.3562 | 5.0304 | 12.622 | 10.1894 | 14.3426 | 9.7615 | 12.4015 | 20.7848 | 24.3779 | 36.4546 | 24.3174 | 28.1884
12 | 11.7697 | 9.7595 | 10.6812 | 10.267 | 7.8878 | 8.0528 | 8.3292 | 8.1787 | 8.2435 | 8.2268 | 4.2767 | 3.1013 | 2.0382 | 0.40941 | 0 | 0 | 0 | 0 | 0 | 0.32441 | 1.8621 | 2.7477 | 4.7793 | 8.5272
Supplementary Figure 20d
| 1 | 2 | 3 | 4 | 5 | 6 | 7 | 8 | 9 | 10 | 11 | 12 | 13 | 14 | 15 | 16 | 17 | 18 | 19 | 20 | 21 | 22 | 23 | 24
1 | 23.0495 | 32.7216 | 32.6977 | 32.2637 | 31.6873 | 30.0138 | 28.7236 | 25.7946 | 19.6572 | 18.3205 | 16.2743 | 21.6535 | 20.9373 | 18.5239 | 20.4568 | 21.2391 | 21.9441 | 20.4543 | 24.4956 | 21.986 | 23.0307 | 20.7541 | 23.308 | 26.8314
2 | 13.0864 | 24.3242 | 24.8414 | 26.733 | 26.8798 | 25.1941 | 23.7751 | 21.0478 | 15.1369 | 11.8265 | 10.3092 | 15.3739 | 14.4864 | 12.2103 | 10.7632 | 14.0951 | 11.4467 | 17.7079 | 19.5307 | 13.8736 | 13.3353 | 9.8593 | 11.0403 | 16.4598
3 | 1.1539 | 6.5825 | 7.8748 | 8.5814 | 8.4019 | 7.794 | 6.2425 | 4.4694 | 1.2923 | 0.11335 | 0.66053 | 1.7378 | 3.4987 | 4.812 | 5.4877 | 5.6293 | 3.7425 | 4.2701 | 2.6735 | 1.8723 | 0.41177 | 0.081471 | 0.2076 | 0.28827
4 | 23.8776 | 31.9835 | 38.3794 | 35.4273 | 36.1707 | 36.5461 | 29.5276 | 27.6201 | 26.189 | 20.4391 | 18.8541 | 25.3309 | 24.8707 | 30.1728 | 33.4289 | 37.0069 | 34.5209 | 36.032 | 37.5838 | 32.1573 | 24.6945 | 21.4487 | 17.5478 | 24.9412
5 | 19.2726 | 30.31 | 30.7522 | 32.1963 | 32.2301 | 34.6206 | 32.1192 | 28.8686 | 26.1235 | 22.4865 | 22.5189 | 22.0491 | 24.7821 | 20.7895 | 21.6307 | 24.1698 | 26.5781 | 29.0472 | 30.4047 | 25.4152 | 18.158 | 17.7401 | 21.5186 | 23.685
6 | 10.9483 | 20.1617 | 20.0838 | 21.927 | 24.9161 | 24.2096 | 21.7237 | 18.2022 | 15.7751 | 14.2987 | 16.3001 | 16.3506 | 31.7858 | 31.1064 | 30.962 | 30.8789 | 26.0841 | 29.755 | 19.9691 | 16.2614 | 9.2582 | 11.9405 | 9.698 | 13.1612
7 | 2.6225 | 8.1958 | 8.485 | 9.2254 | 8.7536 | 8.593 | 8.0184 | 6.4626 | 3.8435 | 2.4308 | 2.0275 | 4.267 | 17.1026 | 17.6447 | 16.701 | 14.3414 | 10.6999 | 14.2603 | 7.8918 | 5.6175 | 3.4481 | 2.3173 | 3.4499 | 0.97947
8 | 22.832 | 34.064 | 36.4451 | 37.5043 | 38.0894 | 36.2339 | 34.2931 | 32.8476 | 29.3009 | 27.0692 | 23.8516 | 29.4008 | 36.2168 | 32.253 | 33.5169 | 28.8569 | 25.9508 | 31.4888 | 27.0814 | 25.1597 | 15.9002 | 17.2961 | 15.1429 | 22.0731
9 | 8.4055 | 20.8591 | 23.1464 | 25.9978 | 25.2762 | 25.0323 | 22.326 | 19.6944 | 15.8855 | 12.5511 | 9.7333 | 6.7356 | 6.624 | 8.9263 | 11.7696 | 12.0479 | 11.6528 | 16.8653 | 15.748 | 14.9158 | 11.734 | 5.4977 | 6.4507 | 10.8024
10 | 18.2146 | 29.7768 | 31.6464 | 31.325 | 32.0885 | 31.8811 | 29.8319 | 27.189 | 23.6178 | 20.3352 | 17.4444 | 15.5797 | 22.5116 | 20.9403 | 23.3287 | 22.0141 | 23.6331 | 28.6131 | 30.5474 | 24.997 | 20.5854 | 15.5036 | 13.3166 | 17.8608
11 | 20.4446 | 29.2275 | 27.9419 | 29.2971 | 28.3504 | 28.4599 | 26.4807 | 25.8817 | 21.1697 | 15.9619 | 14.2095 | 20.1689 | 22.3359 | 20.039 | 19.2972 | 21.8608 | 24.07 | 26.7267 | 29.2014 | 27.4338 | 26.3185 | 24.8817 | 25.2842 | 23.9838
12 | 18.7217 | 28.9332 | 29.2028 | 28.545 | 32.0664 | 30.5852 | 29.8292 | 28.2344 | 21.3881 | 19.3861 | 22.8248 | 26.1946 | 25.4203 | 23.6406 | 25.0337 | 19.3367 | 21.9433 | 26.6197 | 25.1065 | 25.6544 | 24.5622 | 21.7916 | 20.3197 | 18.9553

## Supp. Table 6
Turbine | Modeled after: | Capital Cost ($/kW) | Hub Height (m) | Rotor Diameter (m) | Nameplate Capacity (MW) | Cut-in Speed (m/s) | Rated Speed (m/s) | Cut-out Speed (m/s)
T1 | Vestas V90 2000 | 1575 | 100 | 90 | 2 | 4 | 13 | 25
T2 | Vestas V164 7000 | 1575 | 100 | 164 | 7 | 4 | 11 | 25
T3 | Vestas V90 3000 | 1575 | 100 | 90 | 3 | 4 | 15 | 25
T4 | Siemens SWT 3.6 107 | 1264 | 90 | 107 | 3.6 | 3 | 13 | 25
T5 | Siemens SWT 2.3 93 | 1264 | 80 | 93 | 2.5 | 4 | 14 | 25
T6 | GE 2.5xl | 1645 | 100 | 100 | 2.5 | 3 | 13 | 25
T7 | GE 1.5sle | 1529 | 80 | 77 | 1.5 | 3.5 | 12 | 25
T8 | Gamesa G80 2000 | 1264 | 80 | 80 | 2 | 3.5 | 12 | 25
T9 | Enercon E126 7000 | 3684 | 135 | 126 | 7 | 3 | 16.5 | 34
T10 | Enercon E101 3000 | 1787 | 135 | 101 | 3.05 | 2 | 13 | 25

## Supp. Table 7
Wind
Country | Total Potential (GW) | Mean Annual Capacity Factor
Argentina | 631.6 | 0.409
Brazil | 282 | 0.28
Chile | 25.2 | 0.481*
Paraguay | 80.3 | 0.344
Uruguay | 102.6 | 0.3
Solar PV
Country | Total Potential (GW) | Mean Annual Capacity Factor
Argentina | 68.6 | 0.251
Brazil | 134.7 | 0.219
Chile | 94.1 | 0.286
Paraguay | 11.4 | 0.211
Uruguay | 8.1 | 0.22
*Capacity factor due to sites in remote far south. Values are only representative of sites in the model.